## Sheet1
No. | Vendor Item No. | Description | UOM | INV | Last Usage | Manufacturer Name | Product Group Code | Manufacturer Item No.
000074 | 155-50-062 | SOLDER SLEEVE_CWT-7_RING | PCS | 4 | 2018-10-11 | TE CONNECTIVITY | INS_TERM | CWT-7
0-0035108-0 | 148-20-884 | TER_RING_M4_AWG12-10_LOOSE_YELLOW_NYLON | PCS | 161 | 2018-09-27 | TE CONNECTIVITY | INS_TERM | 0-0035108-0
0-0174057-2 | 174057-2 | HOUSING_040 MULTILOCK_2 POS_FEMALE_BLACK_LOCK | PCS | 185 | 2018-04-06 | TE CONNECTIVITY | HOUS_COV_S | 0-174057-2
0-0737891-2 | 737891-2 | Shield DIA 6.0MM for mod. plug kit ; 5-1375202-1 | PCS | 1238 | 2015-04-22 | TE CONNECTIVITY | CONNECTORS | 0-0737891-2
008875 | 2080723 | Cover kit_THX 240-COV | PCS | 7 | 2013-11-15 | TRACO | MECHANICAL | TXH 240-COV
0100206 | 29134 | WIRE_1.5_0/70_450V_PVC_WHITE_H07V-K | M | 623.4 | 2019-10-22 | HELUKABEL | WIRES | 29134
0100374 | 1218690 | CABLE_1X2X0.5_-20/60_PVC_UL2092_SCREEN | M | 110 | 2019-03-27 | BELDEN | CABLES | 8762 060U500
0100404 | 40440001 | WIRE_4_-40/105_100V_PVC_BROWN_FLRY-B | M | 310 | 2017-11-24 | KBE | WIRES | FLRY-B 4,00MM² BROWN
0100437 | 1742781 | WIRE_AWG22_600V_PVC_BLUE_UL1015 | M | 29 | 2017-11-21 | ALPHA WIRE | WIRES | 3071-6
0100452 | 40460007 red KBE | W6_RD/_100V_-40/105_FLRY-B_str_unsh_PVC_Cu | M | 359 | 2020-10-30 | KBE | WIRES | FLRY-B 6,00MM² RED
0100453 | 40425092 black-yellow KBE | WIRE_2.5_-40/105_PVC_BLK/YLW_FLRY-B | M | 280 | 2020-10-30 | KBE | WIRES | FLRY-B 2,50MM² BLACK/YELLO
0100456 | 40415062 grey/green | WIRE_1.5_-40/100_PVC_GRY/GRN_FLRY-B | M | 121.5 | 2022-08-31 | KBE | WIRES | FLRY-B 1.5MM2 GREY/GREEN
0100461 | 020001079 | CABLE_4X2X0.5+0.5_-30/70_75V_PVC_GREY_FOILED | M | 7 | 2015-03-19 | HELKAMA | CABLES | 0266105//0266954
0100563 | 404150 yellow - KBE | WIRE_1.5_-40/100_100V_PVC_YELLOW_FLRY-B | M | 8.6 | 2020-09-04 | KBE | WIRES | FLRY-B 1.5 YELLOW
0100564 | 404250S95 . black-blue KBE | WIRE_2.5_-40/100_100V_PVC_BLK/BLU_FLRY-B | M | 31 | 2020-01-17 | KBE | WIRES | FLRY-B 2.5 BLACK/BLUE
0100565 | 40407503 | WIRE_0.75_-40/105_100V_PVC_YELLOW_TWA | M | 546 | 2015-08-17 | MEDICABEL | WIRES | 40407503
0100567 | TW3.100 BlackK/Yellow | WIRE_3_-40/100_100V_PVC_BLK/YLW_FLRY-B | M | 2000 | 2015-08-17 | AUTO MARINE | WIRES | TW3.0 BK/YE
0100569 | 40407531 brown/green | WIRE_0.75_-40/100_100V_PVC_BRN/GRN_FLRY-B | M | 500 | 2015-08-17 | KBE | WIRES | FLRY-B 0.75 BROWN/GREEN
0100570 | 40440000 | WIRE_4_-40/100_100V_PVC_WHITE_FLRY-B | M | 150.8 | 2020-09-04 | MEDICABEL | WIRES | 40440000
0100628 | alpha M3828 BK001 | C3x16AWG_BK/_600V_-30/90_NYLON_str_unsh_PVC_Cu | M | 30.5 | 2023-12-16 | ALPHA WIRE | CABLES | M3828 BK001
0100635 | 3077-BL005 | WIRE_AWG16_-20/105_600V_PVC_BLUE | M | 101.78 | 2024-03-27 | ALPHA WIRE | WIRES | 3077-BL
0100637 | 9343 | C1X2X14AWG_-30/90_600V_PVC_BK_FOIL SHLD,DRN WIRE | M | 30 | 2023-02-17 | BELDEN | CABLES | 9343
0100639 | 1385663 | C4x14AWG_BK/_1000V_-40/90_VFD_str_shld_PVC_tin | M | 10 | 2022-12-13 | ALPHA WIRE | CABLES | V16014 BK199
0100640 | 29504 | C4X8AWG_90_1000V_PVC_BK_FOIL, BRD, DRAIN WIRE | M | 31.9 | 2023-10-17 | BELDEN | CABLES | 29504
0100641 | alpha M3845 BK001 | C2X14AWG_600V_-30/90_TC_str_unshld_UL_PVC_cu | M | 82.4 | 2023-12-13 | ALPHA WIRE | CABLES | M3845 BK001
0100642 | alpha M3847 BK001 | C3X14AWG_600V_-30/90_TC_str_unshld_UL_PVC_cu | M | 189.2 | 2023-12-13 | ALPHA WIRE | CABLES | M3847 BK001
0100643 | 2A-1404-B | C4x14AWG_600V_-30/90_TC_str_unshd_UL_PVC_cu | M | 34.5 | 2024-01-11 | BELDEN | CABLES | 28082A
0100688 | labfacility ! | C1x2x20AWG_YE_300_105_Type KX_str_shld_PVC_UL | M | 80 | 2023-02-17 | WATLOW | CABLES | K20-7-510-UL
0100733 | 155-41-500 | WIRE_0.5mm2_-55/+155_600V_BLUE | M | 90 | 2022-06-07 | HUBER SUHNER | WIRES | RDX155 0.5MM2 BLUE
0100735 | 155-41-504 | WIRE_0.5mm2_-55/+155_600V_RED | M | 20 | 2022-06-07 | HUBER SUHNER | WIRES | RADOX155 0.5MM2 RED
0100756 | M8526010_BK001 | C1x2x16AWG_BK/_600V_-20/90_UL TC_str_shld_PVC | M | 682 | 2023-12-13 | ALPHA WIRE | CABLES | M8526010
0100757 | 5606B1601 | CABLE, 16 AWG 1-PAIR UNSHIELDED, UL TC,600V,90DEGC | M | 343 | 2023-12-13 | ALPHA WIRE | CABLES | 5606B1601
0100758 | M8706020 | C2x2x16AWG_BK_600V_-20/90_str_shld_PVC/NYLON_Cu | M | 314 | 2024-01-17 | ALPHA WIRE | CABLES | M8706020
0100759 | alpha M3826 BK001 | C2x16AWG_BK/_600V_-30/90_TC_str_unsh_PVC_Cu | M | 128 | 2023-12-13 | ALPHA WIRE | CABLES | M3826 BK001
0100760 | 28331AS | C3x16AWG_BK/_600V_-30/90_TC_str_shld_PCV_Cu | M | 226 | 2023-12-13 | BELDEN | CABLES | 2A-1603S-B
0100762 | 6285409 | WIRE 6 AWG GRN/YEL, UL 1083, 600V, 105DEGC, 16mm2 | M | 217 | 2023-11-17 | ALPHA WIRE | WIRES | 460619 GY001
0100828 | 88770 0021000 | C3XAWG18_-70/200_300V_FEP_SHIELDED | M | 77 | 2023-10-16 | BELDEN | CABLES | 88770
0100881 | M3865 BK001 | C2X12AWG_-40/75_600V_PVC_BLACK_CU | M | 106.6 | 2023-10-02 | ALPHA WIRE | CABLES | M3865 BK001
0100886 | alpha M9740160 BK001 | C16x2x20AWG_BK_300V_-30/105_TC_str_shld_PVC_cu | M | 24.1 | 2023-11-30 | ALPHA WIRE | CABLES | M9740160 BK001
0100887 | Alpha M3830 BK001 | C5x16AWG_BK_600V_-30/90_TC_str_unsh_PVC_Cu | M | 178 | 2023-11-17 | ALPHA WIRE | CABLES | M3830 BK001
0100888 | alpha M3867 BK001 / BK 005 | C3XAWG12_-30/90_600V_PVC_BLACK_TC | M | 150 | 2023-12-13 | ALPHA WIRE | CABLES | M3867 BK001
0100975 | 155-41-417 | WIRE_0.5_-40/125_300/500V_XLPO_BLACK_RADOX 125 | M | 20 | 2019-01-14 | HUBER SUHNER | WIRES | RDX 125 0.5MM2 BLACK
0100976 | 155-41-416 | WIRE_0.5_-40/125_450V_XLPO_RED_RADOX 125 | M | 23 | 2019-11-06 | HUBER SUHNER | WIRES | RADOX 125 0,50 MM² RED
0100987 | AU621500 | W1.5_GY_2000V_-55/125_Exn-1093_str_unsh_XLPO_tin | M | 14 | 2023-09-14 | RSCC WIRE & CABLE LLC | WIRES | HXE-16-2KV
0100989 | TXE-8-2KV | W8_GY/_2000V_-55/110_Exn-1068 A_str_unsh_XLPO_tin | M | 40 | 2023-09-14 | RSCC WIRE & CABLE LLC | WIRES | TXE-8-2KV
0100991 | 64125 | WIRE_1.5_5/90_450V_PVC_BLUE_H07V2-K | M | 250 | 2019-05-31 | HELUKABEL | WIRES | 64125
0101069 | 37028 | CABLE_3X1.5_-30/60_300V_RUBBER_BLACK_H07RN-F | M | 12.9 | 2019-12-12 | HELUKABEL | CABLES | 37028
0101081 | 402 | WIRE_0.75_0/70_300V_PVC_L-BLUE_H05V-K | M | 2773 | 2022-09-26 | AMOKABEL / ALSTERMO | WIRES | H05V-K (RK) 0,75 L-BLUE
0101082 | 4510052 | WIRE_0.75_0/70_300V_PVC_WHITE_H05V-K | M | 60 | 2021-10-30 | LAPPKABEL | WIRES | 4510052
0101086 | 4520034 | WIRE_6_0/70_450V_PVC_BROWN_H07V-K | M | 93.2 | 2018-08-02 | LAPPKABEL | WIRES | 4520034
0101088 | 4520015 | WIRE_10_0/70_450V_PVC_BLACK_H07V-K | M | 264.8 | 2021-03-29 | LAPPKABEL | WIRES | 4520015
0101091 | 4520006 | WIRE_16_0/70_450V_PVC_G/Y_H07V-K | M | 40 | 2023-10-25 | LAPPKABEL | WIRES | 4520006
0101099 | 29162 | WIRE_4_0/70_450V_PVC_G/Y_H07V-K | M | 91 | 2023-10-25 | HELUKABEL | WIRES | 29162
0101109 | 23913 | WIRE_6_-60/180_500V_SILICONE RUBBER_G/Y_SIF | M | 91 | 2021-03-31 | HELUKABEL | WIRES | 23913 G/Y
0101125 | 29113 | WIRE_1_0/70_300V_PVC_BLACK_H05V-K | M | 39 | 2020-12-16 | HELUKABEL | WIRES | 29113
0101130 | 4510031 | WIRE_0.5_0/70_300V_PVC_BROWN_H05V-K | M | 21 | 2020-07-22 | LAPPKABEL | WIRES | 4510031
0101138 | 1119304 | C4G1.5_GY_500V_-40/80C_ÖlflexCl110_Str_Unsh_PVC_Cu | M | 2.7 | 2015-03-19 | LAPPKABEL | CABLES | 1119304
0101150 | 29179 | WIRE_6_-30/80_450V_PVC_BLUE_H07V-K | M | 55.2 | 2019-01-23 | HELUKABEL | WIRES | 29179
0101232 | 51350 | WIRE_4_-35/120_450V_POlefin_G/Y_Tinned | M | 100 | 2015-10-16 | HELUKABEL | WIRES | 51350
0-1375207-1 | 1375207-1 | Wire Holder for mod. plug 5-1375202-1; 1479184-1 | PCS | 6474 | 2015-03-04 | TE CONNECTIVITY | CONNECTORS | 0-1375207-1
0-1499101-1 | 1499101-1 | CABLE, CAT7A, PR4, S/FTP, PiMF1200, 22AWG, SOL, WH | M | 916.71 | 2014-05-08 | TE CONNECTIVITY | CABLES | 0-1499101-1
0-1671232-1 | 1671232-1 | AMP Sigma-Link Casette Top | PCS | 642 | 2015-11-17 | TE CONNECTIVITY | ACCESSORY | 0-1671232-1
0-1671233-1 | 1671233-1 | AMP Sigma-Link Casette Bottom | PCS | 687 | 2015-11-17 | TE CONNECTIVITY | ACCESSORY | 0-1671233-1
0-1671234-1 | 1671234-1 | AMP Sigma-Link Connector Plate | PCS | 445 | 2015-11-17 | TE CONNECTIVITY | ACCESSORY | 0-1671234-1
0-1711218-1 | 1711218-1 | Cat. 7. PR4. F/FTP. LSZH. AWG 23 Solid | M | 4000 | 2014-11-19 | TE CONNECTIVITY | CABLES | 1711218-1
0-1711327-1 | 1711327-1 | WIRE HOLDER 8POS ROUND CABLE MOD PLUG CAT6 | PCS | 2016 | 2015-03-26 | TE CONNECTIVITY | CONNECTORS | 0-1711327-1
0-1711437-1 | 1711437-1 | AMP-TWIST 7AS SL JACK W/O DUST COVER | PCS | 30 | 2014-05-08 | TE CONNECTIVITY | CONNECTORS | 0-1711437-1
0200120 | 70-10 | TERMINAL_LUG_M10_AWG2/0 | PCS | 27 | 2022-03-21 | NELCO | UNINS_TERM | 70-10 (08 450 70)
0200122 | 70-8 (08 450 68) | TER_LUG_RING_M8_AWG 2/0_70mm2_LOOSE_UNINSUL | PCS | 1386 | 2022-03-31 | NELCO | UNINS_TERM | 70-8 (08 450 68)
0200142 | SSH-003T-P0.2H | TERMINAL_SSH_CRIMP_AWG32-28_REEL | PCS | 114152 | 2015-03-09 | JST | UNINS_TERM | SSH-003T-P0.2-H
0200182 | 2751589 | TERMINAL_.250 MATE-N-LOK_PIN_AWG12-10_STRIP | PCS | 3338 | 2013-04-30 | MOLEX | UNINS_TERM | 36663-0001
0200194 | RF-M10 | TER_RING_M10_AWG22-16_LOOSE_RED_PVC | PCS | 962 | 2022-06-07 | CEMBRE | INS_TERM | RF-M10
0200233 | PMNF1-4F-C | TER_FORK_M4_AWG20-16_LOOSE_RED_NYLON | PCS | 53 | 2015-05-26 | PANDUIT | INS_TERM | PMNF1-4F-C
0200260 | 531-037 | TER_RING_M8_AWG7__LOOSE_HEAVY DUTY | PCS | 2 | 2018-08-24 | RS COMPONENTS | UNINS_TERM | CT 10 - 8
0200271 | 927833-2 | Crimp terminal AWG2.5-1.25 | PCS | 660 | 2020-10-30 | TE CONNECTIVITY | UNINS_TERM | 927833-2
0200276 | 326861 | TER_FORK_M3.5_AWG22-16_LOOSE_RED_NYLON | PCS | 1000 | 2018-03-29 | TE CONNECTIVITY | INS_TERM | 326861
0200281 | 962930-1 | TERM_AWG11.5-10_MAXI POWER TIMER_RECEP_COPPER/TIN | PCS | 3200 | 2020-10-30 | TE CONNECTIVITY | UNINS_TERM | 962930-1
0200291 | ABB16KPKF80 | Silver-plated Terminal Pin 0.93/1.5 | PCS | 56 | 2018-11-20 | AB CONNECTORS | UNINS_TERM | ABB16KPKF80
0200292 | ABB16KPKF80 | Gold-plated Terminal Pin 0.93/1.5 | PCS | 933 | 2019-11-15 | AB CONNECTORS | UNINS_TERM | ABB16KPKF80P3
0200294 | 153303-2 | TERMINAL_TAB_MALE_AWG 12-10_STRIP | PCS | 12000 | 2015-08-17 | TE CONNECTIVITY | UNINS_TERM | 153303-2
0200532 | 153301-2 | TERMINAL_POSITIVE MATE_TAB_AWG18-14 | PCS | 9000 | 2016-02-25 | TE CONNECTIVITY | UNINS_TERM | 153301-2
0200559 | MX-43030-0005 | TERM_3.0 MICRO-FIT_CRIMP_SOCKET__AWG30-26_REEL_GOL | PCS | 6830 | 2020-12-08 | MOLEX | UNINS_TERM | 43030-0005/B
0200587 | 0462-209-16141 | TERMINAL_CRIMP_SOCKET_FEMALE_AWG14_LOOSE_2MM2 | PCS | 11 | 2024-02-01 | DEUTSCH | UNINS_TERM | 0462-209-16141
0200588 | 0460-215-16141 | TERMINAL_CRIMP_PIN_MALE_AWG14_LOOSE_2MM2 | PCS | 35 | 2024-01-17 | DEUTSCH | UNINS_TERM | 0460-215-16141
0200608 | 50-10 FLAGG LANG B | CABLE LUG M10 FOR WIRE AWG1(50MM2) Right Angeled | PCS | 870 | 2013-04-30 | NELCO | UNINS_TERM | 50-10 FLAGG LANG B
0200620 | 70264721231790 | TERMINAL_CRIMP_FEMALE_AWG18-16_STRIP | PCS | 943 | 2018-01-31 | LEAR | UNINS_TERM | 26472123179
0200646 | 1605626 | Male contacts for P30 | PCS | 26 | 2024-01-17 | PHOENIX | UNINS_TERM | 1605626
0200647 | 1605639 | Male contacts for P30 | PCS | 83 | 2024-01-17 | PHOENIX | UNINS_TERM | 1605639
0200648 | 1605752 | Male contacts for P70 | PCS | 15 | 2024-01-18 | PHOENIX | UNINS_TERM | 1605752
0200650 | 2-33459-6 | TER_RING_M8_AWG10-12_LOOSE_CLOSED BARREL CRIMP | PCS | 1 | 2018-09-10 | TE CONNECTIVITY | UNINS_TERM | 2-33459-6
0200657 | KRT 70-8 UL | TER_LUG_RING_M8_AWG2/0_LOOSE_KRT UL | PCS | 4534 | 2013-04-30 | NELCO | UNINS_TERM | KRT 70-8 UL
0200658 | C 8 - 9 | Jointing sleeve | PCS | 500 | 2014-09-23 | ELPRESS AB | UNINS_TERM | C89
0200663 | 130106 | TER_RING_M5_AWG18-14_LOOSE_UNINSUL | PCS | 41 | 2024-01-17 | TE CONNECTIVITY | UNINS_TERM | 0-0130106-0
0200766 | 0462-203-12141 | SOCKET, SIZE 12 SOLID 12-14 AWG | PCS | 129 | 2024-01-17 | DEUTSCH | UNINS_TERM | 0462-203-12141
0200767 | 0462-203-04141 | SOCKET, SIZE 4 SOLID 6 AWG | PCS | 38 | 2024-01-17 | DEUTSCH | UNINS_TERM | 0462-203-04141
0200770 | 7TAI029850R0029 | LUG RING 3/8" HOLE, 6 AWG | PCS | 161 | 2024-01-17 | THOMAS & BETTS | INS_TERM | RE737
0200786 | 3455713 | TERMINAL_PIN_1.0-2.5MM2 | PCS | 26 | 2021-06-18 | TE CONNECTIVITY | UNINS_TERM | 929968-1
0200791 | CEW 040010-100 | FERRULE_CRIMP_BOOTLACE_AWG12_L=10_GREY | PCS | 461 | 2021-04-05 | NELCO | INS_TERM | CED 040010-100
0200798 | A10-6R | TERMINAL_CABLE LUG_10MM2_M6_RED | PCS | 21 | 2024-01-29 | NELCO | INS_TERM | A10-6R
0200802 | 144-02-243 | Female Terminal | PCS | 25 | 2021-07-09 | MOLEX | UNINS_TERM | 39 00-0078
0200835 | PB 2543 G | TER_FORK_M4_AWG16_LOOSE_BLUE_NYLON | PCS | 42 | 2023-11-28 | NELCO | INS_TERM | PB 2543 G
0200848 | MX-46012-3142 | TERMINAL_MINI FIT PLUS HCS_MALE | PCS | 1488 | 2020-10-08 | MOLEX | UNINS_TERM | 46012-3142
0200866 | MX-43030-0009 | MICRO-FIT FEMALE CRIMP TERMINAL 20-24AWG, LOOSE | PCS | 104 | 2021-04-28 | MOLEX | UNINS_TERM | 43030-0009
0200868 | MTC-AU-P-A | CONTACT, PIN GOLD | PCS | 44 | 2024-01-04 | OMEGA | UNINS_TERM | MTC-AU-P-A
0200869 | HPC-AL-P | CONTACT, PIN ALUMEL | PCS | 52 | 2024-01-04 | OMEGA | UNINS_TERM | HPC-AL-P
0200870 | kasutame 2200849 ära | CONTACT, PIN CHROMEL | PCS | 87 | 2024-01-04 | OMEGA | UNINS_TERM | HPC-CH-P
0200873 | 1605643 | Female; 2MM; POWER Contact; PWR Conn (18-14 AWG) | PCS | 74 | 2024-01-17 | PHOENIX | UNINS_TERM | 1605643
0200874 | 0460-202-20141 | PIN, SIZE 20 SOLID 20AWG | PCS | 772 | 2024-01-17 | DEUTSCH | UNINS_TERM | 0460-202-20141
0200945 | 7TAI029860R0076 | RING LUG, 7-9AWG - 5/16 INCH | PCS | 12 | 2023-12-29 | THOMAS & BETTS | UNINS_TERM | RD 727
0200960 | 1201400000 | CONT CRIMP FEMALE HDC-C-HE-BM2 | PCS | 48 | 2018-07-10 | WEIDMÜLLER | UNINS_TERM | 1201400000
0200962 | 1651640000 | CRIMP PIN HDC-C-HD-SMO.75-1AU | PCS | 836 | 2018-07-10 | WEIDMÜLLER | UNINS_TERM | 1651640000
0200963 | 1651690000 | CRIMP PIN HDC-C HD-BM0.75-1AU | PCS | 48 | 2018-07-10 | WEIDMÜLLER | UNINS_TERM | 1651690000
0200965 | DZ5CE007 | FERRULE_CRIMP_BOOTLACE TEQ DZ5-CE007 BLUE | PCS | 49 | 2024-01-31 | SCHNEIDER | INS_TERM | DZ5CE007
0200967 | 160138 | TER_RING_M10(3/8)_AWG12-10_LOOSE_YELLOW_NYLON | PCS | 322 | 2024-01-29 | TE CONNECTIVITY | INS_TERM | 160138
0201032 | A 2505 HA | TERMINAL_BULLET MALE_5mm_BLUE | PCS | 46 | 2014-10-03 | NELCO | INS_TERM | A 2505 HA
0201033 | A 2505 HO | TERMINAL_BULLET FEMALE_5mm_BLUE | PCS | 86 | 2014-10-03 | NELCO | INS_TERM | A 2505 HO
0201070 | 300-66-701 | TERM_CRIMP_BULLET_MALE_0.5-1.5MM2_HDPE_LOOSE_RD | PCS | 49 | 2022-08-25 | RND CONNECT | INS_TERM | 465-00160
0201076 | 72/VDE10A | TERMINALS 72/VDE 10A, max 2.5 mm2, 12-PARTS | PCS | 60 | 2015-03-19 | OBO | INS_TERM | 72/VDE10A
0201091 | 33460 | TER_RING_M5_AWG8_LOOSE_UNINSUL | PCS | 100 | 2019-04-29 | TE CONNECTIVITY | UNINS_TERM | 33460
0201099 | E 08 450 16 | CABLE LUG 4, M4 | PCS | 94 | 2015-10-16 | NELCO | UNINS_TERM | E 08 450 16
0201105 | 303-06-274 | TER_SPRING FORK (LONG)_M3.5_LOOSE_YELLOW_NYLON | PCS | 16 | 2022-11-03 | TE CONNECTIVITY | INS_TERM | 52430-1
0201106 | 52433-1 | TER_FORK (LONG)_M6_LOOSE_YELLOW_NYLON | PCS | 401 | 2013-04-30 | TE CONNECTIVITY | INS_TERM | 52433-1
0201109 | Amp No: 324543 | TERMINAL BLADE YELLOW | PCS | 538 | 2013-07-04 | TE CONNECTIVITY | INS_TERM | 324543
0201120 | 144-50-177 | TERMINAL_0.5-1.5_CRIMP_ECOMATE | PCS | 39 | 2020-11-24 | AMPHENOL | UNINS_TERM | VN01 016 0004 1
0-2153001-1 | 2153001-1 | AMP-TWIST EAS SL Jack w/o dust cover | PCS | 1 | 2015-11-17 | TE CONNECTIVITY | CONNECTORS | 2153001-1
0-2153158-1 | 2153158-1 | Metal frame. Sigma-Link Quick-fit | PCS | 3 | 2014-11-19 | TE CONNECTIVITY | OTHER | 2153158-1
0300040 | 414F | FAN 24VDC 40 X 40 X 10 | PCS | 27 | 2022-12-21 | EBM PAPST | MTR_HEAT_S | 414F
0300079 | Termosensor with ADT75 | Temperature Sensor Printed Board Assembly | PCS | 19 | 2015-05-29 | ARTEC GROUPP | ESD_MAT_S | 0300079
0300095 | 01500145Z | FUSE HLD_IN-LINE_3AG_20A_ AWG14_BK_32V | PCS | 49 | 2024-01-04 | LITTELFUSE | SWTH_REL_S | 01500145Z
0300102 | MR/P/440/15/A | CAP_FILM_1.5uF_+/-10%_440 V_PANEL MOUNTING_2XWIRE | PCS | 82 | 2020-10-30 | LCR CAPACITORS | SEN_DI_RST | MR/P/440/15/A
0300684 | 1123244 | FUSE_AGC TIME-LAG_5X20MM_2A_250V_GLASS BODY | PCS | 793 | 2022-10-31 | EATON | SWTH_REL_S | S506-2-R
0300823 | SPC-S-20/460/3 | Surge protection device 3P 460VAC 60kA | PCS | 12 | 2014-05-22 | EATON | SEN_DI_RST | SPC-S-20/460/3
0300880 | 99287-4-7320 | Capacitor 10mF with leads and nut | PCS | 39 | 2022-08-25 | EBM PAPST | SEN_DI_RST | 99287-4-7320
0400173 | 110-68-369 | CON_MOD RJ12_6 POS 6 COND_MALE_NAT_POL/LOCK | PCS | 3 | 2023-07-31 | MH CONNECTORS | CONNECTORS | MHRJ-12-6P6C-R-50
0400274 | 09380062601 | HOUSING_HAN COM_SCREW_6 POS_MALE | PCS | 4 | 2022-08-02 | HARTING | CONNECTORS | 09 38 006 2601
0400302 | 1758400000 | PIN MODULE HDC-CM-10SCM GR | PCS | 8 | 2018-07-10 | WEIDMÜLLER | HOUS_COV_S | 1758400000
0400329 | 1-343296-0 | HOUSING_POS MATE_6 POS_MALE_BLACK | PCS | 10 | 2021-12-13 | TE CONNECTIVITY | HOUS_COV_S | 1-343296-0
0400330 | 98031-0001 | Connector for round terminal | PCS | 30 | 2020-01-21 | MOLEX | HOUS_COV_S | 98031-0001
0400331 | 1863524 | HOUSING_.375 FASTIN-FASTON_2 POS_MALE_BROWN | PCS | 18 | 2017-10-31 | TE CONNECTIVITY | HOUS_COV_S | 171449-3
0400335 | DTZK9-TORX-BULK/100 | COVER_D-SUB_9 POS_ZN/Ni_STRAIGHT_KIT_UNC 4-40 | PCS | 1 | 2017-05-24 | OSSI | HOUS_COV_S | DTZK9-TORX-BULK/100
0400471 | DT06-6S | HOUSING_DT_6 POS__GRAY_MALE | PCS | 23 | 2024-01-17 | DEUTSCH | HOUS_COV_S | DT06-6S
0400521 | 1099046 | CONNECTOR_D-SUB_SOLDER_9 POS_MALE_BLACK | PCS | 472 | 2021-03-15 | MULTICOMP | CONNECTORS | 698064
0400542 | DTM06-12SA | HOUSING_DTM_12 POS_FEMALE_GREY | PCS | 28 | 2021-04-26 | DEUTSCH | HOUS_COV_S | DTM06-12SA GREY
0400545 | WM-12S | WEDGE LOCK PLATE_DTM_12 POS_ORANGE_LOOSE | PCS | 222 | 2021-04-26 | DEUTSCH | HOUS_COV_S | WM12S
0400595 | 144-02-706 | HOUSING_SUPER SEAL 1.5_4 POS_BLACK | PCS | 50 | 2020-09-04 | TE CONNECTIVITY | HOUS_COV_S | 282088-1
0400599 | 2822357-1 | CAVITY PLUG_070 ECONOSEAL J_NBR_BLACK | PCS | 656 | 2019-03-27 | TE CONNECTIVITY | HOUS_COV_S | 2822357-1
0400613 | 266-0882-1 | CONNECTOR_POWER_2 POS_MALE_BLACK_RIGHT DOWN_ANGLED | PCS | 250 | 2014-10-16 | TELEDYNE | HOUS_COV_S | 266-0882-1
0400656 | DT046P | HOUSING_DT_6 POS_GRAY_FEMALE | PCS | 40 | 2023-12-29 | DEUTSCH | HOUS_COV_S | DT04-6P
0400657 | W6P | WEDGE LOCK_DT_6 POS_PA_GREEN_ | PCS | 344 | 2023-12-29 | DEUTSCH | HOUS_COV_S | W6P
0400693 | 1605519 | P30 Panel mount connector 6 pos | PCS | 28 | 2024-01-17 | PHOENIX | HOUS_COV_S | 1605519
0400694 | 1605775 | P70 Phoenix male connector 6 pos | PCS | 4 | 2023-12-29 | PHOENIX | HOUS_COV_S | 1605775
0400700 | 769-411 | Strain relief for 2 to 3 pole connectors | PCS | 39 | 2024-01-23 | WAGO | HOUS_COV_S | 769-411
0400701 | 769-412 | Strain relief for 4 to 5 pole connectors | PCS | 32 | 2024-01-23 | WAGO | HOUS_COV_S | 769-412
0400715 | 98026 | Cable Gland IP68 PG29 + nut_ Grey | PCS | 2 | 2015-03-24 | LEGRAND | ACCESSORY | 980 26
0400786 | 281-324 | End And Intermediate Plate 2.5mm Thick, Grey | PCS | 23 | 2021-07-22 | WAGO | ACCESSORY | 281-324
0400790 | 769-105/021-000 | 5 pole female plug with locking levers | PCS | 5 | 2024-01-12 | WAGO | CONNECTORS | 769-105/021-000
0400792 | 769-603 | 3 pole male connector | PCS | 47 | 2023-12-29 | WAGO | CONNECTORS | 769-603
0400828 | SMPW-K-F | Female thermocouple connector | PCS | 115 | 2024-01-17 | OMEGA | CONNECTORS | SMPW-K-F
0400829 | 2978112 | Male thermocouple connector | PCS | 95 | 2024-01-23 | OMEGA | CONNECTORS | OSTW-K-M
0400834 | 2484298 | 3. pos DEUTSCH con. Male | PCS | 13 | 2023-04-24 | DEUTSCH | HOUS_COV_S | DT06-3S-E008
0400835 | DT04-3P-E008 | 3. pos DEUTSCH con. Female | PCS | 36 | 2013-04-30 | DEUTSCH | HOUS_COV_S | DT04-3P-E008
0400867 | DRB12102PAEL018 | CONNECTOR 102 PIN - RECEPRICAL | PCS | 3 | 2024-01-17 | DEUTSCH | HOUS_COV_S | DRB12-102PAE-L018
0400872 | DRC 70-BT | BOOT - BLACK DRC 70 | PCS | 13 | 2024-01-12 | DEUTSCH | HOUS_COV_S | DRC70-BT
0400873 | DRB 16-102 SAE-L018 | CONNECTOR - 102 PIN PLUG | PCS | 7 | 2024-01-17 | DEUTSCH | HOUS_COV_S | DRB16-102SAE-L018
0400878 | 1777846 | CONNECTOR, 3 POLE 600V SCREW PC4 | PCS | 61 | 2015-08-19 | PHOENIX | CONNECTORS | 1777846
0400880 | 1840560 | RECEPTICAL, 3 POLE | PCS | 55 | 2015-08-18 | PHOENIX | CONNECTORS | 1840560
0400987 | WB-60SA | WEDGE LOCK_DRB_60 POS_PA_GRAY_A KEY | PCS | 11 | 2024-01-23 | DEUTSCH | HOUS_COV_S | WB-60SA
0400991 | WP-2S | WEDGE LOCK - 2 PIN | PCS | 365 | 2024-01-17 | DEUTSCH | HOUS_COV_S | WP-2S
0400992 | DTP06-2S | CONNECTOR - 2 PIN | PCS | 54 | 2024-01-17 | DEUTSCH | HOUS_COV_S | DTP06-2S
0400996 | HSTW-K-M | CONNECTOR - NEWPORT / OMEGA MALE | PCS | 108 | 2016-04-14 | OMEGA | CONNECTORS | HSTW-K-M
0400998 | CA3106E1811SBF80 | CONNECTOR - 5 PIN PLUG W/CONTACTS | PCS | 1 | 2024-01-04 | ITT | HOUS_COV_S | CA3106E1811SBF80
0400999 | kasutame 4101611 ära | CONNECTOR - NEWPORT / OMEGA MULTIPLE | PCS | 1 | 2024-01-04 | OMEGA | CONNECTORS | MTC-24-MC
0401006 | W6S | WEDGE LOCK - 6 PIN | PCS | 58 | 2024-01-17 | DEUTSCH | HOUS_COV_S | W-6S
0401010 | DRC16-70SB | CONNECTOR - 70 PIN PLUG | PCS | 14 | 2024-01-12 | DEUTSCH | HOUS_COV_S | DRC16-70SB
0401012 | 1996223 | CONNECTOR - 12 POSITION | PCS | 18 | 2024-01-11 | PHOENIX | CONNECTORS | 1996223
0401013 | 1716713 | CONNECTOR - 12 POSITION FLANGE | PCS | 5 | 2024-01-11 | PHOENIX | CONNECTORS | 1716713
0401017 | DT04-3P | CONNECTOR | PCS | 2 | 2024-01-24 | DEUTSCH | HOUS_COV_S | DT04-3P
0401018 | WB-51SAR | WEDGE LOCK - RIGHT 102SAE | PCS | 70 | 2024-01-17 | DEUTSCH | HOUS_COV_S | WB-51SAR
0401020 | WP-4S | WEDGE LOCK - 4 PIN | PCS | 65 | 2024-01-17 | DEUTSCH | HOUS_COV_S | WP-4S
0401024 | DTP04-4P | CONNECTOR, 4 CONTACTS, SIZE 12, GREY | PCS | 4 | 2023-12-29 | DEUTSCH | HOUS_COV_S | DTP04-4P
0401025 | DT 04-2 P | CONNECTOR 2 WAY, 2 PIN | PCS | 23 | 2024-01-18 | DEUTSCH | HOUS_COV_S | DT04-2P
0401037 | DRB16-60SBE-L018 | CONNECTOR - 60 PIN PLUG B-KEY | PCS | 5 | 2024-01-17 | DEUTSCH | HOUS_COV_S | DRB16-60SBE-L018
0401038 | WB-60SB | WEDGE LOCK - 60 PIN B-KEY | PCS | 1 | 2024-01-17 | DEUTSCH | HOUS_COV_S | WB-60SB
0401046 | 43645-0200 | Microfit Connector_2POL, MOLEX | PCS | 98 | 2015-06-30 | MOLEX | HOUS_COV_S | 43645-0200
0401087 | WP-4P | Wedge lock | PCS | 104 | 2023-12-29 | DEUTSCH | HOUS_COV_S | WP-4P
0401088 | 1969399 | CONNECTOR, PLUG - 4 POSITION | PCS | 1 | 2015-07-10 | PHOENIX | CONNECTORS | 1969399
0401102 | 1758510000 | PIN FRAME HDC-CR24-7B GR | PCS | 1 | 2018-07-10 | WEIDMÜLLER | HOUS_COV_S | 1758510000
0401104 | 1861900000 | MODULES CRIMP CONNECTION FEMAL | PCS | 5 | 2018-07-10 | WEIDMÜLLER | HOUS_COV_S | 1861900000
0401106 | 0448360000 | STUD TYPE TERMINAL AT5\EN | PCS | 7 | 2024-02-01 | WEIDMÜLLER | CONNECTORS | 0448360000
0401109 | 0396660000 | Diode Terminal Block - Cathode | PCS | 1 | 2024-01-25 | WEIDMÜLLER | CONNECTORS | 0396660000
0401112 | 2614940000 | TERM BLK 6mm2 M4 SCREW | PCS | 27 | 2024-01-25 | WEIDMÜLLER | CONNECTORS | 2614940000
0401142 | 1828304 | CONNECTOR FOR 677049 | PCS | 19 | 2024-01-25 | PHOENIX | CONNECTORS | 1828304
0401150 | KR8031 | Ter block 3-pole_wire protection,Cu 6 mm²,750 V | PCS | 110 | 2014-05-15 | ENSTO | CONNECTORS | KR8031
0401151 | 3044076 | Terminal block UT2.5 grey | PCS | 40 | 2017-05-31 | PHOENIX | CONNECTORS | 3044076
0401158 | WP2P | WEDGE LOCK WP-2P | PCS | 57 | 2024-01-23 | DEUTSCH | HOUS_COV_S | WP-2P
0401177 | 756-0944 | CONNECTOR_CT.CRIMP REC HSG 3P | PCS | 18 | 2015-03-04 | TE CONNECTIVITY | CONNECTORS | 0-175778-3
0401180 | 09 3390 00 04 | Panel-mount socket, 768/718 series 4-pole | PCS | 4 | 2015-03-04 | BINDER | CONNECTORS | 09-3390-00-04
0401192 | 70.350.0635.0 | HOOD_BAS GOT_SIZE 6_ALUMINIUM_GREY_GLAND NUT M20 | PCS | 94 | 2013-04-30 | WIELAND | HOUS_COV_S | 70.350.0635.0
0401193 | 72.310.0653.0 | CON_BAS STS_SCREW TER_6 POS+E_MALE_AWG22-12_GY | PCS | 140 | 2013-04-30 | WIELAND | CONNECTORS | 72.310.0653.0
0401202 | 148-36-435 | CONNECTOR_SCREW_5 POS_5.08MM_MALE_AWG28-12_GREEN | PCS | 5 | 2017-03-14 | STELVIO | CONNECTORS | CPF 5,08/5
0401218 | ECE EMP881AF200 | CON_MODULAR RJ45_IDC/IDT_8 POS_MALE_AWG28-26 | PCS | 78 | 2014-10-31 | ECE | CONNECTORS | EMP881AF200
0401257 | PE4969 | Connector, C, Jack | PCS | 38 | 2014-06-16 | PASTERNACK | CONNECTORS | PE4969
0401258 | 1001091 | Connector, BNC | PCS | 48 | 2014-06-16 | HUBER SUHNER | CONNECTORS | 16BNC-50-3-5/133 NE
0401310 | 1757080 | Con plug_9p_2.5mm_Pitch 5.08_parallel_NO Flange | PCS | 5 | 2021-01-14 | PHOENIX | CONNECTORS | 1757080
0401387 | DT06-4S | PLUG DEUTSCH DT06-4S-W | PCS | 88 | 2022-11-03 | DEUTSCH | HOUS_COV_S | DT06-4S-W
0500013 | LSTT-4.8-9-SP | HEAT SHRINK_2:1_4.7 MM_WHITE | M | 180 | 2024-01-17 | HONGSHANG | ACCESSORY | H-2(Z) 4.0 WHITE
0500077 | RJ45B/GREY | STRAIN RELIEF_SNAGLESS RJ45_PVC_D 6.5 MM_GREY | PCS | 497 | 2021-10-30 | NINIGI | ACCESSORY | RJ45B/GREY
0500143 | T50MR 113-05010 | CABLE TIE_215 MM_4.5 MM_BLACK_SCREW MOUNT | PCS | 3495 | 2018-01-24 | HELLERMANN TYTON | ACCESSORY | T50MR 113-05010
0500152 | 7TAA292240R0081 | CORRUGATED TUBE_FINE T_UNSLIT_PA6_-18/105_GY_PG11 | M | 45 | 2022-09-15 | PMA AG | ACCESSORY | PCLT-12S
0500168 | 53948-00012-07 PVC isoleer val | PVC TAPE_19 MM__WHITE | M | 364.4 | 2015-11-17 | TESA | ACCESSORY | 4163-08-33MX19MM
0500258 | 776-0958 | LABEL MAINEARTH SYMBOL#504984* | PCS | 60 | 2024-01-25 | RS COMPONENTS | ACCESSORY | 776-0958
0500269 | P10518_BK001 | PVC TUBE_1.07 MM_0.41 MM_-20/105_BLACK_UL 224 | M | 219.4 | 2022-11-03 | ALPHA WIRE | ACCESSORY | PVC-105-18 BLACK
0500291 | 1016-000013 | SEAL EPDM 10mm wide X 3.2mm thick | M | 25 | 2021-11-12 | EMKA | ACCESSORY | 1016-13
0500463 | H-2(Z) 18mm white | HEAT SHRINK_2:1_18 MM_WHITE | M | 411.2 | 2014-09-30 | HONGSHANG | ACCESSORY | H-2(Z) SIZE 18 WHITE
0500577 | 248-502 | Marking strip, white (1-10)(plate: 10 strips) | PCS | 2.6 | 2024-01-17 | WAGO | ACCESSORY | 248-502
0500619 | 821-4844 F2213/8 BK004 HEATSH | HEAT SHRINK_2:1_9.53 MM_BLACK | M | 10 | 2023-12-29 | ALPHA WIRE | ACCESSORY | FIT-221-3/8BLACK 4
0500630 | H-2(Z) 25mm, red | HEAT SHRINK_2:1_26.5 MM_RED | M | 27.975 | 2016-03-29 | HONGSHANG | ACCESSORY | H-2(Z) Ø25 RED
0500631 | H-2(Z) Ø25 BLUE | HEAT SHRINK_2:1_26.5 MM_BLUE | M | 49 | 2018-10-15 | HONGSHANG | ACCESSORY | H-2(Z) Ø25 BLUE
0500675 | 1200089 | CORRUGATED TUBE_NORMAL_NW 8.5_PA6_-40/120_BLACK | M | 59 | 2021-06-18 | SCHLEMMER | ACCESSORY | 1200089
0500679 | 1278700000 | CABLE TIE_140 MM_3.5 MM_NATURAL | PCS | 15700 | 2024-01-23 | WEIDMÜLLER | ACCESSORY | 1278700000
0500680 | 1168953 | Adhesive Tie Mounts MB4CA 29x29mm PA66_NAT | PCS | 150 | 2019-02-25 | HELLERMANN TYTON | ACCESSORY | 151-28469
0500722 | SG152M | Safety-Walk General Purpose Tape_BK_152mm x 18.3m | M | 12 | 2022-02-04 | 3M | ACCESSORY | SG152M
0500751 | 6240011010 | BRAID_30 MM_-50/130_PET_BLACK | M | 74.85 | 2013-04-30 | SES-STERLING | ACCESSORY | 6240011010
0500758 | ED-016 | GROMMET_EDGING_1.2-1.6 MM_PE_NATURAL | M | 100 | 2013-10-04 | RS COMPONENTS | ACCESSORY | ED-016
0500759 | 3PS-500-2-BL-S | Heat Shrink Label, Blue, D=11.43, Polyolefin | PCS | 278 | 2021-06-18 | BRADY | ACCESSORY | 3PS-500-2-BL-S
0500760 | 3PS-500-2-GR-S | Heat Shrink Label, Green, D=11.43, Polyolefin | PCS | 26 | 2013-09-11 | BRADY | ACCESSORY | 3PS-500-2-GR-S
0500763 | 155-06-506 | HEAT SHRINK 1.2mm Black | M | 107.7 | 2021-11-12 | ALPHA WIRE | ACCESSORY | FIT-221-3/64BLACK 4
0500783 | 1SNA168974R0000 | JUMER BAR 10 POS 6MM SQ | PCS | 294 | 2016-10-17 | ENTRELEC | ACCESSORY | 0168 974.00
0500785 | 1SNA168973R0700 | DOUBLE TERMINAL JUMPER BAR | PCS | 32 | 2017-10-07 | ENTRELEC | ACCESSORY | 1SNA168973R0700
0500789 | 470-1758260000 | TERMINAL BLOCK JUMPER BAR ZQV PLUGGABLE 10 POS | PCS | 40 | 2018-02-09 | WEIDMÜLLER | ACCESSORY | 1758260000
0500876 | 53112010 | Cbl Gland M16x1.5_Clamping dia 9 - 5mm_Brass | PCS | 103 | 2018-11-22 | LAPPKABEL | ACCESSORY | 53112010
0500878 | G4AP1201117C | Thermal Cutoff - G4 Fuse 117 deg c-special | PCS | 146 | 2023-12-29 | THERM-O-DISC | SWTH_REL_S | G4AP1201117C
0500881 | CGB193 | CABLE GLAND CGB193 1/2", FORM B, STEEL | PCS | 46 | 2024-01-18 | COOPER BUSSMANN | ACCESSORY | CGB193
0500884 | 0803922 | MARKING CARD, SK 10/5 UNPRINTED | PCS | 40 | 2015-08-18 | PHOENIX | ACCESSORY | 0803922
0500887 | CGB192 | CABLE GLAND CGB192 1/2", FORM B, STEEL | PCS | 51 | 2023-12-29 | COOPER BUSSMANN | ACCESSORY | CGB192
0500888 | CGB292 | CABLE GLAND CGB292 3/4", FORM B, STEEL | PCS | 21 | 2023-12-29 | COOPER BUSSMANN | ACCESSORY | CGB292
0500889 | CGB192-SG | CABLE GLAND CGB192-SG 1/2", FORM B, STEEL | PCS | 10 | 2023-11-30 | COOPER BUSSMANN | ACCESSORY | CGB192-SG
0500908 | SMACL | FLANGE, K-TYPE MINI SIZE WALL | PCS | 3 | 2024-01-17 | OMEGA | ACCESSORY | SMACL
0500926 | H-2(Z) 3mm BLACK | HEATSHRINK TUBING 1/8" | M | 188 | 2020-10-07 | HONGSHANG | ACCESSORY | H-2(Z) 3MM BLACK
0500927 | CGB294 | CABLE GLAND CGB294 3/4", FORM B, STEEL | PCS | 33 | 2022-09-27 | COOPER BUSSMANN | ACCESSORY | CGB294
0500949 | 0804549:0001 | LAB_SELF-LAM MARKER_7.62MM PITCH_3.8MM H_WH_1...10 | PCS | 25 | 2024-01-11 | PHOENIX | ACCESSORY | 0804549:0001
0500950 | 0804549:0011 | LABEL_SELF-LAM.MARKER_7.62MM PITCH_3.8MM H_WH11-20 | PCS | 22 | 2024-01-11 | PHOENIX | ACCESSORY | 0804549:0011
0500979 | 7TCA298000R0251 | CORRUGATED TUBE_NORM_UNSLIT_NC_PA6_-40/120_BK_FLEX | M | 55 | 2018-04-25 | HARNESSFLEX | ACCESSORY | NC25/50M
0500995 | 71672/193862 | EMC CABLE GLAND M32X1.5 | PCS | 4 | 2013-04-30 | BIMED | ACCESSORY | BMEM-E4 (M32T)
0501004 | 71338 | CABLE GLAND BMEM-E2 M20X1,5_EMC_TL=6MM | PCS | 42 | 2018-01-08 | BIMED | ACCESSORY | BMEM-E2 (M20T)
0501010 | 477660000 | PARTITION KLIPPON 4776 6 | PCS | 7 | 2024-01-25 | WEIDMÜLLER | ACCESSORY | 477660000
0501014 | 9309K41 | GROMMET BUFFER MACAM B12 * | PCS | 22 | 2024-01-25 | MCMASTER-CARR | ACCESSORY | 9309K41
0501015 | 0336400000 | JUMPER BAR KLIPPON 3364 0 | PCS | 40 | 2024-01-25 | WEIDMÜLLER | ACCESSORY | KLIPPON, 3364
0501016 | S37446 | CB TELE H FRAME LUG SHIELD | PCS | 42 | 2024-01-25 | SCHNEIDER | SWTH_REL_S | S37446
0501017 | RB83TPR | GROMMET OPEN MACAM M58 | PCS | 10 | 2024-01-25 | REEVITE INDUSTRIAL MOULDINGS LTD | ACCESSORY | RB83TPR
0501027 | 0800886 | FIKSAATOR E/NS 35 N | PCS | 5 | 2023-10-25 | PHOENIX | ACCESSORY | 0800886
0501053 | 16163/193714 | Fitting M32x1.5 Polyamid | PCS | 6 | 2013-04-30 | BIMED | ACCESSORY | BM-17, M32, IP68, V.HARM.
0501054 | 66481/198061 | CABLE GLAND INSERT 6X6MM MS-07 | PCS | 3 | 2013-04-30 | BIMED | ACCESSORY | 05629650, PG29 (6 X 5MM)
0501063 | 0363660000 | SAK terminal with screw connection DK 4QV/35 | PCS | 11 | 2024-01-25 | WEIDMÜLLER | CONNECTORS | 363660000
0501101 | 2406106 | POLYETILENE TUBE PEM 10 DY16 | M | 81.5 | 2018-05-14 | PIPELIFE | ACCESSORY | RSK NR. 240 60 07
0501105 | LH-CPM-RC-GREEN | Lighthouse graph print ribbon_GN_100mm,on 50m reel | M | 60.85 | 2016-04-26 | LIGHTHOUSE | ACCESSORY | LH-CPM-RC-GREEN
0501106 | LH-CPM-RC-WHITE | Lighthouse graph print_WH ribbon 100mm, 50m reel | M | 145 | 2014-05-22 | LIGHTHOUSE | ACCESSORY | LH-CPM-RC-WHITE
0501107 | PA1/6. 2,5-5,0MM L1 | L1 æ tüüp PA 1/6 2,5-5,0 mm | PCS | 349 | 2015-03-19 | PARTEX | ACCESSORY | PA1/6. 2,5-5,0MM L1
0501109 | PA1/6. 2,5-5,0MM L3 | L3 æ tüüp PA 1/6 2,5-5,0 mm | PCS | 50 | 2015-03-19 | PARTEX | ACCESSORY | PA1/6. 2,5-5,0MM L3
0501111 | H-150K 4.8mm | HEAT SHRINK_2:1_4.8 MM_BLACK_-55/150 C | M | 91.3 | 2013-04-30 | HONGSHANG | ACCESSORY | H-150K 4.8MM
0501115 | 13454 | CABLE GLAND M20X1,5, IP68 BRASS | PCS | 85 | 2013-04-30 | BIMED | ACCESSORY | BMBC-02, M20X1,5, IP68
0501119 | 290-1191 | Markeering ZB10 markeeritud 1plaat=10tk | PCS | 226 | 2014-05-22 | PHOENIX | ACCESSORY | 1053001
0501120 | PA-20006AV40.L1 | Wire marker PA 2/6 "L1" yellow | PCS | 400 | 2014-10-31 | SILMAN | ACCESSORY | PA-20006AV40.L1
0501121 | PA-20006AV40.L2 | Wire marker PA 2/6 "L2" yellow | PCS | 100 | 2014-10-31 | SILMAN | ACCESSORY | PA-20006AV40.L2
0501122 | PA-20006AV40.L3 | Wire marker PA 2/6 "L3" yellow | PCS | 200 | 2014-10-31 | SILMAN | ACCESSORY | PA-20006AV40.L3
0501150 | 119079 | SPIRAALRUUS SP12N 13-70mm | M | 25 | 2024-01-31 | ELEMATIC CABLING SYSTEM | ACCESSORY | SP-12N
0501251 | EPN250/M25+EPN355/M25 | CABLE GLAND+LOCKNUT_M25_NYLON, BLACK_STANDARD | PCS | 10 | 2020-11-17 | PROTEC | ACCESSORY | EPN250/M25+EPN355/M25
0501274 | C3130805 | Insulation Foam Tape 50x3mm_self adhes.15m reel | PCS | 68 | 2018-11-29 | NMC | ACCESSORY | C3130805
0501284 | PMR1218.20 | COUNTER NUT_M20_26mm_polyamide | PCS | 93 | 2014-10-03 | ENSTO | FASTENERS | PMR1218.20
0501285 | 53102020 | O-Ring NBR "Perbunan" ID 17x2mm for M20 thread | PCS | 22 | 2020-03-19 | LAPPKABEL | ACCESSORY | 53102020
0600061 | 74233 | WASHER LOCK_M3_DIN 6797_A2_INTERNALLY TOOTHED | PCS | 182 | 2017-06-09 | WÜRTH | FASTENERS | 74233
0600078 | 811-7705 | SPIRAL WRAP NYLON BLAC | M | 8 | 2022-08-31 | RS COMPONENTS | ACCESSORY | 811-7705
0600092 | CWT-3809 | SOLDER SLEEVE 4.5-8.7MM | PCS | 92 | 2022-11-03 | TE CONNECTIVITY | INS_TERM | CWT-3809
0600105 | 130008 | TER_RING_M5_AWG22-16_LOOSE_RED_NYLON | PCS | 735 | 2022-08-24 | TE CONNECTIVITY | INS_TERM | 130008
0600146 | 155-03-271 | CABLE TIE MOUNT_SCREW_M4_WHITE | PCS | 143 | 2017-03-28 | PANDUIT | ACCESSORY | TM2S8-C
0600167 | 806-6733 | DISTANCE BOLT_STANDOFF_ M4 X 30 MALE FM | PCS | 44 | 2021-11-12 | RS COMPONENTS | FASTENERS | 806-6733
0600178 | 13487/60007637 | Nut,M12 for EMC cable gland | PCS | 110 | 2021-05-21 | BIMED | FASTENERS | BMBL-01, M12X1,5
0600239 | 13491/60007641 | LOCKNUT_M32X1.5_BRASS_BMBL-05 | PCS | 9 | 2013-04-30 | BIMED | FASTENERS | BMBL-05
0600241 | 3834300000 | LINK KLIPPON QL2 #383430 | PCS | 13 | 2024-01-25 | WEIDMÜLLER | ACCESSORY | 3834300000
0600243 | 90176A155 | SPACER NYLON 1/2"ODX1/4"IDX1/4"LONG | PCS | 325 | 2013-10-04 | MCMASTER-CARR | FASTENERS | 90176A155
0600244 | 1126-8-N | SPACER NYLON 1/4"ODX1/6"IDX3/8"LONG | PCS | 19 | 2024-01-25 | RAF ELECTRONIC HARDWARE | FASTENERS | 1126-8-N
0600286 | 7740 337 | NUT HEX 3/8 UNC SS TPI: 16 | PCS | 14 | 2024-01-25 | WÜRTH | FASTENERS | 7740 337
0600319 | 0211-42 38 | SCREW_4.2x38_DIN 7504-N_PH2_Zn_drill tip | PCS | 100 | 2019-03-27 | WÜRTH | FASTENERS | 0211-42 38
0600329 | 55-02-497 | NUT M32X1.5 (7035) | PCS | 61 | 2020-01-30 | HUMMEL | FASTENERS | 1.262.3200.50
0600344 | 208 0273-01 | SPRING, NORMAL EYE, L0=21 mm | PCS | 4056 | 2018-03-29 | EWES AB | MECHANICAL | 208027301
0700040 | TUBING 1/4" | Clear PVC tubing ID 5mm OD 8 mm for air and water | M | 5 | 2015-03-19 | ALFAGOMMA | ACCESSORY | 490OO005084QPZ
0700113 | 1758490000 | SOCKET FRAME HDC-CR16-5B GR | PCS | 2 | 2018-07-10 | WEIDMÜLLER | MECHANICAL | 1758490000
0701120 | 1401682 | DIN RAIL 15MMX5.5MMX2METER WITH PERFORATION | M | 1.96 | 2024-01-15 | PHOENIX | MECHANICAL | 1401682
0701247 | 444057900 | D-seal rubber 12mm width x 10mm height, black | M | 48 | 2020-11-26 | TRELLEBORG | ACCESSORY | 444057900
0701261 | 050702140 | VAL HOT GAS DFOSS CPCE15 5/8æ | PCS | 2 | 2018-11-22 | DANFOSS | MECHANICAL | 034N0083
0701262 | 069G4003 | HOT GAS LIQ MIXER DFOSS LG 16-28 | PCS | 18 | 2013-07-23 | DANFOSS | MECHANICAL | 069G4003
0701270 | PFT 40+ YAR 203/12-2F | BEARING FLANGE UNIT KIT | PCS | 10 | 2013-07-23 | SKF | MECHANICAL | PFT 40 AND YAR 203/12-2F
0900055 | 1758410000 | SOCKET MODULE HDC-CM-10-FC | PCS | 4 | 2018-07-10 | WEIDMÜLLER | HOUS_COV_S | 1758410000
0900107 | 8556030000 obsloeet | WAFER RELAY 120V COIL SPCO | PCS | 192 | 2016-07-30 | WEIDMÜLLER | SWTH_REL_S | 8556030000
0900268 | A9F74106 | Circuit breaker 1P 6A C iC60N 6kA | PCS | 4 | 2022-10-31 | SCHNEIDER | SWTH_REL_S | A9F74106
0900347 | MGN61385 | CIRCUIT BREAKER MGN C60 10A 2P | PCS | 21 | 2013-06-12 | SCHNEIDER | SWTH_REL_S | MGN61385
0900348 | LC1D18BLS177 | CONTACTOR SE SQUARE D 600VAC 18A LC1D18BLS177 | PCS | 12 | 2013-06-12 | SCHNEIDER | SWTH_REL_S | LC1D18BLS177
0900350 | 26925 | AUX CONTACT OF for CIRCUIT BREAKER C60 | PCS | 5 | 2013-06-12 | SCHNEIDER | SWTH_REL_S | 26925
0900351 | 27109 | MX+ OFSHUNT TRIP & AUXILIARY | PCS | 2 | 2013-06-12 | SCHNEIDER | SWTH_REL_S | 27109
0900354 | CA3SK11BD | TELE SK MINI RELAY 3 P DC 24 | PCS | 12 | 2013-06-12 | SCHNEIDER | SWTH_REL_S | CA3 SK11BD
0900361 | RM17TG00 | RLY PWR FAILURE RM17TG00 | PCS | 4 | 2013-10-04 | SCHNEIDER | SWTH_REL_S | RM17TG00
0900490 | 17 01 001 G2R-2-S AC24S | Minirelay 2CO, 5A, 24 VAC | PCS | 4 | 2014-01-06 | OMRON | SWTH_REL_S | G2R-2-S AC24S
0900493 | LRD03 | Thermal overload relay 0.25-0.41A CL00...CL45 | PCS | 12 | 2014-01-06 | SCHNEIDER | SWTH_REL_S | LRD03
0900502 | ZB5AD3 | SWITCH HEAD, SELECTOR, 3POSITION, Harmony | PCS | 2 | 2014-01-06 | SCHNEIDER | SWTH_REL_S | ZB5-AD3
0900503 | ZB5AZ009 | BODY/CONTACT FIXING COLLAR, Harmony | PCS | 6 | 2019-03-27 | SCHNEIDER | SWTH_REL_S | ZB5-AZ009
0900506 | ZBZ32 | LEGEND HOLDER, W/OUT LEGEND, Harmony | PCS | 28 | 2014-01-06 | SCHNEIDER | SWTH_REL_S | ZBZ-32
0900508 | ZBY02178 | Bulk label 8x27 "0-A"-BK base, WH text, Harmony | PCS | 12 | 2014-01-06 | SCHNEIDER | SWTH_REL_S | ZBY 02178
0900511 | LC1D09P7 | CONTACTOR 3PST-NO, 230VAC, 20A, DIN RAIL | PCS | 4 | 2022-12-21 | SCHNEIDER | SWTH_REL_S | LC1D09P7
0900563 | 1SBN050020R1003 | RT5/150 Suppressor 77-150V DC | PCS | 1 | 2013-07-23 | ABB | SEN_DI_RST | 1SBN050020R1003
0900585 | 486-0597 | TRANSZORB 1500W 180V TRANSIL | PCS | 495 | 2013-07-23 | STMICROELECTRONICS | SWTH_REL_S | 1.5KE180CA
0900598 | 1SNA116522R0700 | TERM EMPTY MODULE BFU2 S12.G | PCS | 50 | 2013-07-23 | ABB | ACCESSORY | 1SNA116522R0700
1100040 | HS 12553873 | W2.5_GN/YE_1000V_-40/120_RDX3GKW_str_unsh_GKWJ_tin | M | 54.5 | 2022-08-18 | HUBER SUHNER | WIRES | HS 12553873
1100041 | HS 12553877 | W6_GN/YE_1000V_-40/120C_RADOX3GKW_Str_Tin | M | 355 | 2022-06-30 | HUBER SUHNER | WIRES | 12553877
1100047 | 12545527 | W10_-40/120_1800V_DUAL GKW_BK_4 GKW-AX_TINNED | M | 609.2 | 2018-05-29 | HUBER SUHNER | WIRES | 12545527
1100048 | 12536692 | W2.5_-40/120_1800V_DUAL GKW_BK_4 GKW-AX_TIN | M | 747 | 2018-11-13 | HUBER SUHNER | WIRES | 12536692
1100103 | 4160204 | WIRE_0,75mm2_600V_PVC_RED_TRI RATED | M | 3850 | 2022-10-25 | LAPPKABEL | WIRES | 4160204
1100104 | 4160311 | WIRE_1mm2_600V_PVC_GREEN_TRI RATED | M | 80 | 2020-08-06 | LAPPKABEL | WIRES | 4160311
1100110 | 155-41-505 | WIRE_0.5mm2_-55/+155_600V_Black | M | 100 | 2022-06-07 | HUBER SUHNER | WIRES | RDX155 0.5MM2 BLACK
1100148 | POLYRAD XT 302440 | W_33.6_GY_2000V_-40/110C_D-rated_str_unsh_XLPO_tin | M | 335 | 2014-04-17 | RSCC WIRE & CABLE LLC | WIRES | TXE-2-2KV
1100218 | 29115 | WIRE_1_-20/70_300V_PVC_BLUE_H05V-K | M | 428.8 | 2023-10-25 | HELUKABEL | WIRES | 29115
1100219 | 29114 | WIRE_1_-20/70_300V_PVC_G/Y_H05V-K | M | 108 | 2020-07-22 | HELUKABEL | WIRES | 29114
1100220 | 4521002 | W35_GN/YE_750V_-30/80C_H07V-K_Str_PVC_Cu_non-UL | M | 14.4 | 2018-06-07 | LAPPKABEL | WIRES | DB4520001EN
1100226 | 4520112 | WIRE_2.5_5/70_450V_PVC_YELLOW_H07V-K | M | 81 | 2019-10-22 | LAPPKABEL | WIRES | 4520112
1100229 | 29373 | WIRE_1.5_0/70_450V_PVC_RED/WHITE_H07V-K | M | 93.6 | 2023-10-25 | HELUKABEL | WIRES | 29373
1100231 | 1600300 | WIRE_1.5_-40/80_3000V_PVC_BLACK_NSGAFÖU | M | 336 | 2018-10-31 | LAPPKABEL | WIRES | 1600300
1100268 | 29116 | WIRE_1.0_0/70_450V_PVC_BN_H05V-K | M | 30 | 2020-07-22 | HELUKABEL | WIRES | 29116
1100269 | 29382 | WIRE_1.0_0/70_450V_PVC_BN/WH_H05V-K | M | 32.38 | 2018-11-08 | HELUKABEL | WIRES | 29382 BROWN/WHITE
1100274 | DLI10T27-2-2-8A | W_5.3_GY_2000V_-40/125C_D-rated_str_unsh_XLPO_tin | M | 67 | 2018-09-13 | GENERAL CABLE | WIRES | 301260
1100275 | DLI20T19-6-2-8A | W_0.5_D-GY_600V_-40/125C_D-rated_str_unsh_XLPO_tin | M | 908 | 2022-10-26 | GENERAL CABLE | WIRES | 315130
1100276 | DLI16T19-6-2-8A | W_1.3_GY_600V_-40/125C_D-rated_str_unsh_XLPO_tin | M | 325 | 2018-09-13 | GENERAL CABLE | WIRES | 280720
1100277 | DLI14T19-6-2-8A | W_2.1_GY_600V_-40/125C_D-rated_str_unsh_XLPO_tin | M | 52 | 2018-09-13 | GENERAL CABLE | WIRES | 280700
1100278 | DLI12T19-2-2-8A | W_3.3_GY_2000V_-40/125C_D-rated_str_unsh_XLPO_tin | M | 10 | 2018-09-06 | GENERAL CABLE | WIRES | 303480
1100279 | DLI08T37-2-2-8A | W_8.4_GY_2000V_-40/125C_D-rated_str_unsh_XLPO_tin | M | 45 | 2018-09-13 | GENERAL CABLE | WIRES | 269970
1100280 | 300890 | W_1.3_GY_2000V_-40/125C_D-rated_str_unsh_XLPO_tin | M | 114 | 2018-09-13 | GENERAL CABLE | WIRES | 300890
1100421 | 12545286 | W1,5_GY_600/1000V_-40/120_RADOX3GKW_Str_Tin | M | 350 | 2022-06-30 | HUBER SUHNER | WIRES | 12 545 286
1100422 | 12545288 | W2,5_GY_600/1000V_-40/120_RADOX3GKW_Str_Tin | M | 156.5 | 2022-06-30 | HUBER SUHNER | WIRES | 12 545 288
1100423 | 12545290 | W4_GY_600/1000V_-40/120_RADOX3GKW_Str_Tin | M | 490 | 2022-06-30 | HUBER SUHNER | WIRES | 12 545 290
1100426 | 12545292 | W16_GY_600/1000V_-40/120_RADOX3GKW_Str_Tin | M | 76.2 | 2022-06-30 | HUBER SUHNER | WIRES | 12 545 292
1100428 | 26891 | WIRE_50_0/70_450V_PVC_BU_H07V-K | M | 6 | 2018-07-23 | HELUKABEL | WIRES | 26891
1100433 | 3053 SL005 | W0.5_GY_300V_-40/80C_UL1007_Str_Unsh_PVC_Tin | M | 9.5 | 2022-09-26 | ALPHA WIRE | WIRES | 3053 SL005
1100434 | 1182499 | W0.5_YE_300V_-40/80C_UL1007_Str_Unsh_PVC_Tin | M | 280 | 2022-07-29 | ALPHA WIRE | WIRES | 3053 YL001
1100458 | 29377 | WIRE_1.0_0/70_450V_PVC_BLUE/WHITE_H05V-K | M | 29.7 | 2023-10-25 | HELUKABEL | WIRES | 29377
1100459 | 300-98-339 | WIRE_1.5_0/70_450V_PVC_L-BLUE_H07V2-K | M | 10 | 2022-09-26 | RND CABLE | WIRES | 475-00585
1100480 | H07V-K (MKEM) 35 SININE JUHE | WIRE_35_0/70_450V_PVC_BU_H07V-K | M | 35.5 | 2018-10-31 | FABER KABEL | WIRES | 040754
1100481 | 26859 | WIRE_25_0/70_450V_PVC_Blue_H07V-K | M | 86.44 | 2018-08-02 | HELUKABEL | WIRES | 26859
1100491 | 121-4293 | W16AWG_WH_600V_-30/105_UL1015_Str_PVC_tin | M | 120 | 2024-01-04 | ALPHA WIRE | WIRES | 3077/1
1100494 | 60701 | W_AWG12_BK_600V_-20/105C_UL1015_solid_unsh_PVC_Tin | M | 124 | 2022-12-16 | HELUKABEL | WIRES | 60701
1100542 | 29372 | WIRE_1.0_0/70_450V_PVC_RED/WHITE_H05V-K | M | 1195 | 2018-11-09 | HELUKABEL | WIRES | 29372
1100556 | C10060008F51A | WIRE_4_0/70_450V_PVC_BROWN_H07V-K | M | 69 | 2016-09-12 | ICC | WIRES | C10060008F51A
1100558 | 4521032 | WIRE_35_0/70_750V_PVC_Brown_H07V-K | M | 8.3 | 2018-05-31 | LAPPKABEL | WIRES | 4521032
1100559 | 4521062 | WIRE_35_0/70_750V_PVC_GREY_H07V-K | M | 18 | 2018-05-31 | LAPPKABEL | WIRES | 4521062
1100560 | 4520061 | WIRE_1.5_0/70_750V_PVC_Grey_H07V-K | M | 145 | 2019-01-29 | LAPPKABEL | WIRES | 4520061
1100561 | 4520062 | WIRE_2.5_0/70_750V_PVC_Grey_H07V-K | M | 987 | 2018-07-26 | LAPPKABEL | WIRES | 4520062
1100562 | 4520032 | WIRE_2.5_0/70_750V_PVC_BROWN_H07V-K | M | 1813.5 | 2022-11-04 | LAPPKABEL | WIRES | 4520032
1100563 | 4520035 | WIRE_10_0/70_450V_PVC_Brown_H07V-K | M | 189 | 2016-07-31 | LAPPKABEL | WIRES | 4520035
1100580 | 0371100 | IGNITION WIRE HD METALLIC/350 7MM | M | 22 | 2023-10-17 | BEDIA | WIRES | FZLY 1.00 MM², 7 MM BK
1100589 | 155-41-412 | WIRE_0.5_-40/125_450V_XLPO_BLUE_RADOX 125 | M | 288 | 2018-12-19 | HUBER SUHNER | WIRES | RDX 125 0.5MM2 BLUE
1100594 | 64135 | WIRE_1.5_5/90_450V_PVC_DARK BLUE_H07V2-K | M | 753 | 2019-10-31 | HELUKABEL | WIRES | 64135
1100599 | 64251 | WIRE_50_5/90_450V_PVC_BLACK_H07V2-K | M | 11.6 | 2018-07-23 | HELUKABEL | WIRES | 64251
1100601 | 4520025 | WIRE_10_5/90_450V_PVC_BLUE_H07V-K | M | 170 | 2019-01-23 | LAPPKABEL | WIRES | 4520025
1100605 | 4150504 | WIRE_2.5_5/90_450V_PVC_RED_H07V2-K | M | 8 | 2022-10-31 | LAPPKABEL | WIRES | 4150504
1100609 | 4161101 | W35_BK_600V_105C_tri-rated_str_unsh_PVC_Cu | M | 26.7 | 2019-03-29 | LAPPKABEL | WIRES | 4161101
1100613 | 4510923 | WIRE_1.0_0/70_450V_PVC_dark BLUE/WHITE_H05V-K | M | 1195 | 2018-11-09 | LAPPKABEL | WIRES | 4510923
1100637 | 20062798­901­00 | W95_BK_13.8kV_-55/180_Str_Unsh_Silicone_Al | M | 78.81 | 2018-02-15 | NEXANS | WIRES | SIWO ALU 95MM2
1100651 | 12515490 | WIRE_0.75_-40/125C_1000V_RED_RADOX 125_Str_Unsh | M | 300 | 2023-04-13 | HUBER SUHNER | WIRES | RADOX 125_SINGLE WIRE_RED_0,75
1100653 | 5N-0601-CPE | W14_AWG6_BK_2000V_-40/90C_Str_Unsh_XL-CPE_Tin | M | 5.3 | 2019-04-11 | ANIXTER | WIRES | 5N-0601-CPE
1100654 | G-111525 | W35_AWG2_BK_2000V_-40/90C_Str_Unsh_XL-CPE_Tin | M | 33 | 2023-10-13 | TELE-FONIKA KABLE | WIRES | DLO2
1100655 | G-111527 | W50_AWG1/0_BK_2000V_-40/90C_Str_Unsh_XL-CPE_Tin | M | 13.4 | 2023-12-19 | TELE-FONIKA KABLE | WIRES | DLO1/0
1100656 | A2TLTBL00075 | WIRE_0.75_105C_600/1000 V_PVC_L-BLUE_TRI-RATED | M | 400 | 2019-07-19 | ELAND CABLES | WIRES | A2TBL00075
1100658 | 23052 | WIRE_35_30/90_750V_CPE_BLACK_BS6195_4C | M | 83 | 2018-06-01 | BATT CABLE LTD. | WIRES | 23052
1100667 | 4726066 | W16_GY_450V_-15/90_H07Z-K_Str_Cu | M | 9 | 2022-12-08 | LAPPKABEL | WIRES | 4726066
1100692 | 4160214 | W_0.75_BU_600V_-40/90_UL_str_unsh_PVS_Tin | M | 86.32 | 2019-03-14 | LAPPKABEL | WIRES | 4160214
1100693 | 12012080 | W_1.00_-40/125C_1000V_RED_RADOX 125_Str_Unsh | M | 50 | 2023-10-23 | HUBER SUHNER | WIRES | RADOX 125_SINGLE WIRE_RED_1,00
1100695 | 5854/7 SL005 | W_0.22_GY_600V_-60/200C_UL_str_unsh_PTFE_Tin | M | 27 | 2019-07-11 | ALPHA WIRE | WIRES | 5854/7 SL005
1100696 | 4510072 | W_0.75_VT_300/500V_-30/80C_H05V-K_str_unsh_PVC_Cu | M | 35 | 2018-06-29 | LAPPKABEL | WIRES | 4510072
1100701 | 1184151 | W0.5_AWG20_PK_1000V_-?/+190C_str_Unshld_PTFE_Cu/Ag | M | 99.8 | 2019-07-30 | BRAND-REX | WIRES | SPC00453A012 100M
1100709 | 8417471 | W_3.0_AWG12_PK_1000V_-?/+190C_str_Unshl_PTFE_Cu/Ag | M | 20.8 | 2019-10-17 | RS COMPONENTS | WIRES | 8417471
1100719 | 4160526 | WIRE_2.5_105C_450/750 V_PVC_blue/white_UL1015 | M | 90 | 2018-08-16 | LAPPKABEL | WIRES | 4160526
1100721 | 38194 | W50_BK_600V_105C_tri-rated_str_unsh_PVC_Cu | M | 92.3 | 2019-03-25 | BATT CABLE LTD. | WIRES | 38194
1100722 | A6K010 | WIRE_10_30/90_750V_CPE_BLACK_BS6195_4C | M | 75 | 2019-03-27 | ELAND CABLES | WIRES | A6K010A
1100723 | 23109 | W_1.0_RD/BN_15kV_-20/150C_FZ-LS_str_unsh_Silic_Tin | M | 100 | 2022-04-21 | HELUKABEL | WIRES | 23109
1100724 | A6K016 | WIRE_16_30/90_750V_CPE_BLACK_BS6195_4C | M | 108 | 2019-03-27 | ELAND CABLES | WIRES | A6K016
1100725 | 3049-RD005 | W_26AWG_RD_300V_-40/105C_str_unsh_PVC_Tin | M | 63 | 2023-01-20 | ALPHA WIRE | WIRES | 3049 RD005
1100726 | 3049-YL005 | W_26AWG_YE_300V_-40/105C_str_unsh_PVC_Tin | M | 30.5 | 2022-04-20 | ALPHA WIRE | WIRES | 3049 YL005
1100730 | 4150304 | W_1.0_RD_300/500V_-40/90C_H05V2-K_str_unsh_PVC_Cu | M | 91 | 2019-02-04 | LAPPKABEL | WIRES | 4150304
1100731 | 4150301 | W_1.0_BK_300/500V_-40/90C_H05V2-K_str_unsh_PVC_Cu | M | 20 | 2023-05-30 | LAPPKABEL | WIRES | 4150301
1100750 | 12560246 | W16_G/Y_600/1000V_-40/125_RDX 125_Str_Tin | M | 58.2 | 2019-08-22 | HUBER SUHNER | WIRES | RADOX 125 16 MM² YELLOW/GREEN
1100752 | 1231002 | EARTH BRAID 24x10x0.2 TINNED FLAT | M | 13.23 | 2019-11-08 | PRO POWER | WIRES | 24X10X0.2 2534P
1100755 | 51806 | W10_BU_450V_-15/90_H07Z-K_Str_Cu | M | 70 | 2018-11-09 | HELUKABEL | WIRES | 51806
1100756 | 51788 | W4_BU_450V_-15/90_H07Z-K_Str_Cu | M | 86 | 2018-11-09 | HELUKABEL | WIRES | 51788
1100760 | 51407 | W1,5_dark BU/WH_450V_-15/90_H07Z-K_Str_Cu | M | 5 | 2018-11-09 | HELUKABEL | WIRES | 51407
1100761 | 51411 | W2,5_dark BU/WH_450V_-15/90_H07Z-K_Str_Cu | M | 90 | 2018-11-09 | HELUKABEL | WIRES | 51411
1100762 | 51398 | W0,75_BN/WH_300V_-15/90_H05Z-K_Str_Cu | M | 155 | 2018-11-09 | HELUKABEL | WIRES | 51398
1100763 | 51399 | W0,75_dark BU/WH_300V_-15/90_H05Z-K_Str_Cu | M | 89 | 2018-11-09 | HELUKABEL | WIRES | 51399
1100764 | 51404 | W1,5_RD/WH_450V_-15/90_H07Z-K_Str_Cu | M | 55 | 2018-10-31 | HELUKABEL | WIRES | 51404
1100768 | 4521024 | WIRE_70_0/70_450V_PVC_Blue_H07V-K | M | 9.1 | 2019-01-23 | LAPPKABEL | WIRES | 4521024
1100772 | 4520042 | WIRE_2.5_5/90_450V_PVC_RED_H07V-K | M | 155 | 2022-09-01 | LAPPKABEL | WIRES | 4520042
1100777 | 2448405 | WIRE_1.0_-25/85C_1500V_PVC_VI_Def.Stan. 61-12 | M | 82 | 2021-11-24 | PRO POWER | WIRES | PP000395
1100785 | 2439868 | WIRE_0.5_AWG20_-15/85_1000V_PVC_RD/BU_TYPE2_TINNED | M | 65 | 2021-11-24 | PRO POWER | WIRES | PP000120
1100792 | 38178 | Wire_185_BK_600V_105C_doubl_str_UL_class5 | M | 25 | 2018-11-07 | BATT CABLE LTD. | WIRES | 38178
1100793 | 16133 | Wire_70_GN/YE_600V_90C_doubl_str_6181XY_XLPE | M | 30 | 2019-02-12 | BATT CABLE LTD. | WIRES | 16133
1100794 | 16575 | Wire_70_BK_600V_90C_doubl_str_6181XY_XLPE | M | 30 | 2019-02-12 | BATT CABLE LTD. | WIRES | 16575
1100804 | 40415042 | WIRE_1.5_-40/100_PVC_GN/YE_FLRY-B | M | 251 | 2021-04-21 | MEDICABEL | WIRES | 40415042
1100852 | 45188 | W70_BU_450V_-15/90_H07Z-R_Str_Cu | M | 12.5 | 2018-11-09 | BATT CABLE LTD. | WIRES | 45188
1100857 | 3049 BL005 | W_26AWG_BU_300V_-40/105C_str_unsh_PVC_Tin | M | 22 | 2020-11-23 | ALPHA WIRE | WIRES | 3049 BL005
1100858 | 29371 | WIRE_0.75_0/70_450V_PVC_RED/WHITE_H05V-K | M | 60 | 2019-01-23 | HELUKABEL | WIRES | 29371
1100859 | 29381 | WIRE_0.75_0/70_300V_PVC_BN/WH_H05V-K | M | 70 | 2019-01-23 | HELUKABEL | WIRES | 29381
1100866 | 16579 | Wire_185_BN/BK_600V_90C_doubl_str_6181XY_XLPE | M | 40 | 2019-02-12 | BATT CABLE LTD. | WIRES | 16579
1100880 | A1FYGR/GR185 | Wire_185_GR/GR_600V_70C_doubl_str_6381Y flex | M | 15 | 2019-03-25 | ELAND CABLES | WIRES | A1FYGR/GR185
1100883 | 12551402-500 | W1.0_GY_1500V_-40/120_RDXGKW_str_GKW_tin | M | 217 | 2022-08-18 | HUBER SUHNER | WIRES | 12 551 402
1100908 | 64107 | W1_18AWG_BK_500V_+90C_Unsh_PVC_Cu | M | 141 | 2021-07-09 | HELUKABEL | WIRES | 64107
1100928 | 1249524 | W1.0_BK_600/1000V_-50/180C_SifA_Str_Unsh_Silic_Tin | M | 250 | 2019-11-19 | LAPPKABEL | WIRES | 1249524
1100929 | 1249525 | W1.5_BK_600/1000V_-50/180C_SifA_Str_Unsh_Silic_Tin | M | 37 | 2019-11-19 | LAPPKABEL | WIRES | 1249525
1100930 | 1249526 | W2.5_BK_600/1000V_-50/180C_SifA_Str_Unsh_Silic_Tin | M | 200 | 2022-09-26 | LAPPKABEL | WIRES | 1249526
1100931 | 1249528 | W6_BK_600/1000V_-50/180C_SifA_Str_Unsh_Silic_Tin | M | 28.7 | 2022-10-14 | LAPPKABEL | WIRES | 1249528
1100932 | 1249530 | W16_BK_600/1000V_-50/180C_SifA_Str_Unsh_Silic_Tin | M | 8.1 | 2019-11-19 | LAPPKABEL | WIRES | 1249530
1100933 | 1249504 | W1_GNYE_600/1000V_-50/180C_SifA_Str_Unsh_Silic_Tin | M | 151 | 2019-11-19 | LAPPKABEL | WIRES | 1249504
1100934 | 1249505 | W1.5_GNYE_600/1000V_-50/180C_SifA_Str_Unsh_Sil_Tin | M | 100 | 2019-11-19 | LAPPKABEL | WIRES | 1249505
1100935 | 1249506 | W2.5_GNYE_600/1000V_-50/180C_SifA_Str_Unsh_Sil_Tin | M | 10.4 | 2019-11-19 | LAPPKABEL | WIRES | 1249506
1100936 | 1249508 | W6_GNYE_600/1000V_-50/180C_SifA_Str_Unsh_Sil_Tin | M | 85.5 | 2019-11-19 | LAPPKABEL | WIRES | 1249508
1100947 | 4160126 | W0.5_BU/WH_750V_-40/+105C_TRI_str_unsh_PVC_MTW | M | 73 | 2021-02-12 | LAPPKABEL | WIRES | 4160126
1100949 | 29194 | WIRE_10_0/70_450V_PVC_G/Y_H07V-K | M | 62 | 2023-10-25 | HELUKABEL | WIRES | 29194
1100983 | 64115 | WIRE_1.0_5/90_500V_PVC_YE_TRI-RATED_str_PVC_Cu | M | 114.95 | 2020-03-02 | HELUKABEL | WIRES | 64115
1101002 | 6829 GR | WIRE_AWG14_-40/110_300V_PVC_GREEN_HF_CU | M | 10 | 2023-07-18 | ALPHA WIRE | WIRES | 6829 GR
1101021 | 60409 | WIRE_AWG18_600V_PVC_ORANGE_UL1015 | M | 130 | 2020-11-11 | HELUKABEL | WIRES | 60409
1101022 | 60408 | WIRE_AWG18_600V_PVC_YELLOW_UL1015 | M | 130 | 2020-11-11 | HELUKABEL | WIRES | 60408
1101028 | 4160744 | WIRE_6.0_105C_600/1000 V_PVC_WH/BU_TRI-RATED_(MTW) | M | 90 | 2020-10-12 | LAPPKABEL | WIRES | 4160744
1101031 | FLRY-B0.50-GY | WIRE_0.5_-40/105_PVC_Grey_FLRY-B | M | 97 | 2020-09-04 | BQ CABLE | WIRES | FLRY-B0.50-GY
1101034 | FLRY-B1.50-WH | WIRE_1.5_-40/105_PVC_Wh_FLRY-B | M | 97 | 2020-09-04 | BQ CABLE | WIRES | FLRY-B1.50-WH
1101035 | 60400 | WIRE_AWG18_600V_PVC_GREEN_UL1015 | M | 280 | 2022-03-15 | HELUKABEL | WIRES | 60400
1101038 | 60405 | WIRE_AWG18_600V_PVC_WHITE_UL1015 | M | 105 | 2022-03-15 | HELUKABEL | WIRES | 60405
1101043 | 44A0111-22-0 | W0.35_BK_600V_-65/150C_Type 44_Str_PVDF_tin | M | 80 | 2020-10-21 | TE CONNECTIVITY | WIRES | 44A0111-22-0
1101047 | 3053_WS005 | W0.5_WH/Grey_300V_-40/80C_UL1007_Str_Unsh_PVC_Tin | M | 30.5 | 2021-08-31 | ALPHA WIRE | WIRES | 3053 18
1101073 | 29147 | WIRE_2.5_5/90_450V_PVC_BLUE_H07V-K | M | 49 | 2022-10-31 | HELUKABEL | WIRES | 29147
1101093 | 602-AZ221934-100-03 | W0.35_AWG22_RD_600V_-55/150C_Str_Hookup_ETFE_Tin | M | 61 | 2021-03-04 | ALPHA WIRE | WIRES | AZ221934 RD
1101094 | 602-AZ221934-100-02 | W0.35_AWG22_BK_600V_-55/150C_Str_Hookup_ETFE_Tin | M | 17.2 | 2021-03-04 | ALPHA WIRE | WIRES | AZ221934 BK
1101112 | 67025 BK | W0.25_BK_600V_-40/105C_UL11028_Tin | M | 30 | 2021-03-04 | ALPHA WIRE | WIRES | 67025 BK
1101120 | 4510062 | WIRE_0.75_0/70_300V_PVC_Grey_H05V-K | M | 193 | 2021-08-30 | LAPPKABEL | WIRES | 4510062
1101133 | 10201505 | WIRE_95_-55/145_1000V_PVC_BK_SO 07Z-K_tin | M | 39 | 2022-10-31 | LEONI | WIRES | 190870
1101134 | 213697 | WIRE_95_-55/145_1000V_PVC_GN/YE_SO 07Z-K_tin | M | 34 | 2022-10-31 | LEONI | WIRES | 213697
1101213 | 2290840 | W0.5_VT_300V_-40/80C_UL1007_Str_Unsh_PVC_Tin | M | 28 | 2022-12-21 | ALPHA WIRE | WIRES | 3053 VIOLET
1101230 | FLRY-B0.50-WH/BK | WIRE_0.5_WHITE/BLACK_-40/105_PVC_FLRY-B | M | 17 | 2022-07-18 | BQ CABLE | WIRES | FLRY-B0.50-WH/BK
1101267 | 15361008 | W_50_BK_1.8/3kV_-50/120C_str_unsh_XLPO_tin | M | 19 | 2022-11-14 | LAPPKABEL | WIRES | 15361008
1101296 | 12018008 | W_AWG18_BK_300V_-30/105C__UL1569/1007_Str_PVC_TIN | M | 304 | 2024-01-15 | MEDIKABEL | WIRES | 12018008
1101297 | 12018007 | W_AWG18_RD_300V_-30/105C__UL1569/1007_Str_PVC_TIN | M | 304 | 2024-01-15 | MEDIKABEL | WIRES | 12018007
1101298 | 12018003 | W_AWG18_YL_300V_-30/105C__UL1569/1007_Str_PVC_TIN | M | 304 | 2024-01-15 | MEDIKABEL | WIRES | 12018003
1101299 | 12018000 | W_AWG18_WH_300V_-30/105C__UL1569/1007_Str_PVC_TIN | M | 303 | 2024-01-15 | MEDIKABEL | WIRES | 12018000
1101300 | 12022708 | W_AWG22_BK_300V_-30/105C__UL1569/1007_Str_PVC_TIN | M | 298 | 2024-03-28 | MEDIKABEL | WIRES | 12022708
1101301 | 12022707 | W_AWG22_RD_300V_-30/105C__UL1569/1007_Str_PVC_TIN | M | 298 | 2024-03-28 | MEDIKABEL | WIRES | 12022707
1101302 | 12020049 | W_AWG20_GN/YL_300V_-30/105C__UL1569/1007_PVC_TIN | M | 260 | 2024-01-15 | MEDIKABEL | WIRES | 12020049
1101303 | 12020009 | W_AWG20_VT_300V_-30/105C__UL1569/1007_Str_PVC_TIN | M | 300 | 2024-01-15 | MEDIKABEL | WIRES | 12020009
1101304 | 12020006 | W_AWG20_BU_300V_-30/105C__UL1569/1007_Str_PVC_TIN | M | 285 | 2024-01-15 | MEDIKABEL | WIRES | 12020006
1101305 | 12018049 | W_AWG18_GN/YL_300V_-30/105C__UL1569/1007_PVC_TIN | M | 300 | 2024-01-15 | MEDIKABEL | WIRES | 12018049
1101306 | 12024701 | W_AWG24_BR_300V_-30/105C__UL1569/1007_PVC_TIN | M | 300 | 2024-01-15 | MEDIKABEL | WIRES | 12024701
1101307 | 12024702 | W_AWG24_GN_300V_-30/105C__UL1569/1007_PVC_TIN | M | 290 | 2024-01-15 | MEDIKABEL | WIRES | 12024702
1101359 | 4520092 | WIRE_2.5_0/70_750V_PVC_ORANGE_H07V-K | M | 95 | 2023-10-25 | LAPPKABEL | WIRES | 4520092
1101360 | 29379 | WIRE_2.5_0/70_450V_PVC_BU/WH_H07V-K | M | 68.5 | 2023-10-25 | HELUKABEL | WIRES | 29379
1101361 | 4521091 | WIRE_25_0/70_450V_PVC_OG_H07V-K | M | 3.9 | 2023-10-25 | LAPPKABEL | WIRES | 4521091
1101362 | 29376 | WIRE_0.75_0/70_300V_PVC_BU/WH_H05V-K | M | 91 | 2023-10-25 | HELUKABEL | WIRES | 29376
1101364 | 73924 | W2.5_BK_0,6/1kV_-40/80C_Str_PVC_Cu | M | 9.8 | 2023-10-26 | HELUKABEL | WIRES | 73924
1101365 | 26854 | WIRE_16_0/70_450V_PVC_ORANGE_H07V-K | M | 89 | 2023-10-25 | HELUKABEL | WIRES | 26854
1101367 | 4521016 | WIRE_120_0/70_450V_PVC_BLACK_H07V-K | M | 3 | 2023-10-25 | LAPPKABEL | WIRES | 4521016
1200025 | 12556629 | C2x0.75_BK_1500V_-40/120_RDXGKWLW_str_shd_GKWS_tin | M | 230.7 | 2022-08-31 | HUBER SUHNER | CABLES | 12556629
1200137 | 0046013 | C2x1.5_RD_500V_-50/180_SiHF_sol_unsh_Silicone_tin | M | 151.5 | 2019-02-28 | LAPPKABEL | CABLES | 0046013
1200139 | ALPHA WIRE M8704020 | C2x2x14AWG_BK_600V_-20/90_str_shld_PVC/Nylon_Cu | M | 20.4 | 2023-12-13 | ALPHA WIRE | CABLES | M8704020
1200140 | 602-M9628010BK005 | C1x3x18AWG_BK_300V_-30/105_UL Style 2464_shld_PVC | M | 15 | 2023-12-19 | BELDEN | CABLES | M9628010
1200143 | 374360 | C_3x0.5_GY_600V_-40/125C_shld_Polyrad XT_tin | M | 14 | 2018-09-13 | GENERAL CABLE | CABLES | 374360
1200144 | RSCC TD-004510 | C_12x0.5_GY_600V_-40/125C_Exane 15_shld_tin | M | 11 | 2018-09-13 | RSCC WIRE & CABLE LLC | CABLES | TD-004510
1200145 | 09456000108 or 09456000168 10m | C_4X0.3_BK_300V_-40/90C_CAT.5e_STR_SHLD_LSZH | M | 98.2 | 2022-06-30 | HARTING | CABLES | 09456000108
1200152 | 12556636 | C3x0.75_BK_600/1000V_-40/120C_RDX_Str_Shld_GKW_Tin | M | 40.5 | 2018-11-13 | HUBER SUHNER | CABLES | 12556636
1200162 | 83042 | C4Gx6_GY_600V_-40/90_str_unsh_PVC | M | 85 | 2021-12-13 | HELUKABEL | CABLES | 83042
1200165 | 0011153 | C7Gx2.5_GY_-40/90_str_unsh_PVC_Cu | M | 6 | 2021-02-23 | LAPPKABEL | CABLES | 0011153
1200168 | 1119203 | C3G1_GY_500V_-40/80_str_unsh_PVC_Cu | M | 34.4 | 2023-10-25 | LAPPKABEL | CABLES | 1119203
1200171 | 1136854 | C4X1_GY_500V_-40/80_str_shld_PVC_Cu | M | 23.17 | 2014-09-23 | LAPPKABEL | CABLES | 1136854
1200182 | 0035805 | C10x2x0.25_GY_250V_-30/80_str_shld_PVC | M | 15.2 | 2018-05-18 | LAPPKABEL | CABLES | 0035805
1200184 | 0015118 | C18Gx0.75_GY_600V_-40/90_str_unshld_PVC | M | 24.9 | 2021-02-23 | LAPPKABEL | CABLES | 0015118
1200213 | 6625551 | Connection Cable M8 x 1 female PKG3M-5/TXL | PCS | 10 | 2015-01-20 | HANS TURCK GMBH & CO.KG | CABLES | 6625551
1200217 | 1604550 | C16x22AWG_GY_300V_-20/105C_Ribbon_Str_Unsh_PVC_Tin | M | 6.4 | 2015-03-24 | 3M | CABLES | 8124-16
1200231 | 12555878 | C5x1.0 BK 600V RADOX GKW-LW/S EMC | M | 67 | 2018-01-31 | HUBER SUHNER | CABLES | 12555878
1200233 | 12561200 | C3X1,5_600/1000V_-40/120_RADOX3GKW/S | M | 196 | 2018-06-01 | HUBER SUHNER | CABLES | 12 561 200
1200240 | 36003 | C3Gx0.75_-25/80_300V_RUBBER_BLACK_H05RN-F | M | 51.4 | 2015-10-19 | HELUKABEL | CABLES | 36003
1200269 | 12556630 | C4x0.75_BK_600/1000V_-40/120C_RDX_Str_Shld_GKW_Tin | M | 54.9 | 2018-11-13 | HUBER SUHNER | CABLES | 12556630
1200288 | 12558109 | Cable RADOX GKW-LW/S 9 X 0.5mm2_600V | M | 500 | 2016-01-28 | HUBER SUHNER | CABLES | 12558109
1200291 | 12559729 | C3X1.5_-50/120_600/1000V_RDX GKW_BK_EMC | M | 100 | 2016-02-25 | HUBER SUHNER | CABLES | 12559729
1200293 | 2AS-1802POS | C2x2x18AWG_SHIELDED, UL TYPE TC, 600V, 90 | M | 6 | 2023-12-19 | ANIXTER | CABLES | 2AS-1802POS
1200318 | 5368C_SL002 | C8x1.5_AWG16_GY_300V_-35/105C_Str_Shld_PVC_Tin | M | 25 | 2023-11-30 | ALPHA WIRE | CABLES | 5368C
1200330 | 1503A 004U1000 | C1x2x0.35_YE_300V_-30/90_str_shld_PVC_tin | M | 72.031 | 2017-11-16 | BELDEN | CABLES | 1503A 004U1000
1200331 | 1125604 | C4G6_GY_500V_-40/80_PVC_str_steel shld_cu | M | 7.6 | 2022-09-03 | LAPPKABEL | CABLES | 1125604
1200332 | 10007 | C5x0.5_GY_500V_-40/80_PVC_Str_Unshld_Cu | M | 109.3 | 2022-08-30 | HELUKABEL | CABLES | 10007
1200336 | 0028210 | CABLE 10X0.14MM LIYY_GREY_DIN47100_RAL7032 | M | 100 | 2020-07-23 | LAPPKABEL | CABLES | 0028210
1200353 | 1619557 | C2G22AWG_GY_300V_-20/75C_str_Shld_Tin | M | 13.7 | 2022-07-29 | ALPHA WIRE | CABLES | 2401C SL005
1200366 | 16008 | C8x0.5_GY_500V_-40/80C_LiY-CY_Str_Shld_PVC_Tin | M | 23.5 | 2019-07-11 | HELUKABEL | CABLES | 16008
1200370 | 0015612 | C12G0.75_GY_600V_-40/90_str_shld_PVC_Cu_UL | M | 305 | 2019-11-11 | LAPPKABEL | CABLES | 0015612
1200385 | RP37 | C3x0.22_GY_?V_-30/105C_TC_Str_Shld_PVC_Tin | M | 3.5 | 2019-09-04 | TC LTD. | CABLES | RP37
1200398 | 1123419 | W3x1.5_BK_1000V_-40/80C_UL_Unsh_HalFree | M | 1.5 | 2017-10-20 | LAPPKABEL | CABLES | 1123419
1200403 | LMGSGO 4x1,5 | C4x1,5_BK_500V_+85C at con_LMGSGO_Str_Shld_HG free | M | 26.79 | 2019-06-12 | KABELTEC | CABLES | 712040150
1200404 | FMGSGO 4x2x0,75 | C4x2x0,75_BK_250V_-15C_FMGSGO_Str_Shld_halogenfree | M | 20 | 2019-06-12 | KABELTEC | CABLES | 7006040075
1200405 | 11678 | C2X0.75_GY_300V_-40/70_Str_Shld (EMC)_w/o UL_HFFR | M | 25 | 2018-08-28 | HELUKABEL | CABLES | 11678
1200406 | 10035044 | C4X0.75_GY_300V_-40/70_Str_Shld_HFFR | M | 45.72 | 2018-08-28 | LAPPKABEL | CABLES | 10035044
1200407 | 11261 | C3G1.5_GY_300V_-40/70_Str_Unshld_w/o UL_HFFR_Cu | M | 212 | 2023-05-15 | HELUKABEL | CABLES | 11261
1200410 | 2440104 | C12x0.22__BK_440V_-55/70C_SCR_Str_Shld_PVC_Tin | M | 18.8 | 2018-05-30 | PRO POWER | CABLES | PP000320
1200415 | 1602C-8ALB2 | C2x1.3_GY_300V_-20/80C_UL2509_Str_Unsch_PVC_Tin | M | 7.8 | 2020-01-16 | ALPHA WIRE | CABLES | 1899C SL005
1200419 | 2440144 | C18x0.5_BK_440V_-20/80C_Str_Shld_PVC_Tin | M | 15.1 | 2022-05-12 | PRO POWER | CABLES | PP000360
1200422 | 5466C SL00 | C6x0.5_AWG20_GY_300V_-30/105C_Str_Shld_PVC_Tin | M | 7.5 | 2023-11-30 | ALPHA WIRE | CABLES | 5466C
1200423 | 28150A | C3x8_BK_600V_-30/90C_TC_Str_Unshld_PVC/Nylon_Cu | M | 18 | 2023-11-30 | BELDEN | CABLES | 28150A
1200424 | 65404 | C4x2.5_GY_600V_-40/90C_TC_Str_Unshld_PVC_Cu | M | 210 | 2023-11-30 | ALPHA WIRE | CABLES | 65404
1200426 | 1119807 | Cable 7x0.75mm2_500V_PVC_Grey | M | 150 | 2019-03-29 | LAPPKABEL | CABLES | 1119807
1200427 | 491-992 | CABLE_3X1.5_-15/70_600V_PVC_White_H05VV5-F | M | 84 | 2019-07-19 | RS COMPONENTS | CABLES | 491-992
1200428 | 775-6139 | CABLE_3X2.5_-15/70_600V_PVC_White_H05VV5-F | M | 87 | 2019-07-19 | RS COMPONENTS | CABLES | 775-6139
1200433 | 1 | Cable 4G10mm2 Ölflex 191CY_600V_Grey_SHLD_UL | M | 22 | 2020-02-03 | LAPPKABEL | CABLES | 3023131
1200461 | 281805 | C5G1_GY_600/1000V_-25/90_UL_MTW_str_unsh_PVC_Cu | M | 27.1 | 2021-03-05 | LAPPKABEL | CABLES | 281805
1200474 | 5473C | C3x2x24AWG_Gray_300V_-20/80C_shld_PVC | M | 50.6 | 2019-03-27 | ALPHA WIRE | CABLES | 5473C
1200483 | 38101449 | C3x(2x0.5+0.5)_BK_300/500V_CanBus_Str_Shld_XLPE_Cu | M | 131 | 2019-09-09 | LAPPKABEL | CABLES | 38101449
1200485 | 11228 | C12G0.75_GY_300/500V_-30/90C_Str_Unshld_HFFR_Cu | M | 53.2 | 2019-09-18 | HELUKABEL | CABLES | 11228
1200488 | 15340028 | C4G2.5_BK_600/1000V_-40/90C_HF_str_unsh_Tin | M | 42.2 | 2021-11-18 | LAPPKABEL | CABLES | 15340028
1200495 | 16138 | C3G2.5_TRNP_450/750V_-40/80_Str_Shld_PVC_CU | M | 15 | 2019-10-31 | HELUKABEL | CABLES | 16138
1200500 | 0034514 | C14x0.34_GY_500V_-40/80C_LiYCY_Str_Shld_PVC_Tin | M | 105 | 2019-03-27 | LAPPKABEL | CABLES | 0034514
1200502 | 0046131 | C3G4_BK_500V_-50/180_H05SS-F_unsh_Silicone_tin | M | 40 | 2020-12-31 | LAPPKABEL | CABLES | 0046131
1200504 | A6Y03025WH | C_3G2,5_White_-5/60C_PVC_300/500V_H05VV-F | M | 100 | 2019-02-12 | ELAND CABLES | CABLES | A6Y03025WH
1200510 | A9B02015 | C_3G1,5_White_LSOH_300/500V_BS6004_low smoke | M | 100 | 2019-03-25 | ELAND CABLES | CABLES | A9B02015
1200518 | 2216C_SL005 | C6x2x0.34_GY_300V_-20/80C_Twist_Str_Shld_PVC_Tin | M | 30.5 | 2020-05-19 | ALPHA WIRE | CABLES | 2216C SL005
1200526 | 0011195 | C4G2.5_GY_600V_-40/90C_AWM_str_shld_PVC_UL | M | 28 | 2022-07-29 | LAPPKABEL | CABLES | 0011195
1200547 | 0044662 | C12x24AWG_GY_300V_-30/80C_LiYCY-A_Str_Shld_PVC_Tin | M | 30.2 | 2019-03-31 | LAPPKABEL | CABLES | 0044662
1200584 | 236-9252 | C20x0.22_BK_440_-55/70C_TC_Str_Shld_PVC_Tin | M | 61.7 | 2021-09-15 | RS COMPONENTS | CABLES | 236-9252
1200600 | 0028203 | C3x0.14mm_GR_350V_-5/70C_Unitronic_LIYY_PVC_CU | M | 85.4 | 2019-10-16 | LAPPKABEL | CABLES | 0028203
1200601 | 0022608 | C8x22AWG_GY_300V_-40/80_str_unsh_PVC_Tin_UL_LIYY A | M | 6 | 2020-10-05 | LAPPKABEL | CABLES | 0022608
1200607 | 0028502 | C2x0,5_GY_500V_-40/80_Str_Unsh_PVC_CU_DIN47100 | M | 76 | 2020-02-25 | LAPPKABEL | CABLES | 0028502
1200617 | 1119304 | C4G1,5_GY_500V_-40/80_Str_Unsh_PVC_CU_YSLY | M | 107 | 2023-10-26 | LAPPKABEL | CABLES | 1119304
1200631 | 2170934 | C4x2xAWG26_GN_125V_-40/80C_S/FTP_UL_str_shld_PUR | M | 14 | 2020-02-03 | LAPPKABEL | CABLES | 2170934
1200633 | 2170284 | C2x2xAWG26_GN_125V_-30/80C_Cat5e_Str_Shld_PUR_Cu | M | 7 | 2021-03-15 | LAPPKABEL | CABLES | 2170284
1200642 | 2170263 | C1x2x0.34_VT_250V_-40/80_str_shld_PVC_tin | M | 49.5 | 2022-09-26 | LAPPKABEL | CABLES | 2170263
1200643 | 8040452 | NEBC cable M12 to RJ45 green 3m | PCS | 3 | 2020-11-11 | FESTO | CABLES | 8040452
1200647 | 0027951 | C4x2.5_OG_1000V_-50/80_FD796CP_sol_shld | M | 17 | 2020-09-07 | LAPPKABEL | CABLES | 0027951
1200649 | 190-038045-00 | C4x2x24AWG_BK_230V_-25/70C_Cat 5E_Str_Shld_PUR | M | 94 | 2020-07-10 | AMPHENOL | CABLES | 190-038045-00
1200661 | 1125614 | C4G10_GY_500V_-40/80_110SY_str_braid_PVC_Cu | M | 4.1 | 2022-02-04 | LAPPKABEL | CABLES | 1125614
1200662 | 1202605 | C_6X0.124mm2_-15/70_D-shape_PVC_telephone_GY | M | 97 | 2020-12-17 | MULTICOMP | CABLES | TEM0038-2009
1200665 | A6Y02015BK | C_2x1,5_Black_-5/60C_PVC_300/500V_H05VV-F | M | 100 | 2020-07-06 | ELAND CABLES | CABLES | A6Y02015BK
1200666 | A6Y02010BK | C_2x1,0_Black_-5/60C_PVC_300/500V_H05VV-F | M | 100 | 2020-07-06 | ELAND CABLES | CABLES | A6Y02010BK
1200668 | 83334 | C2x16AWG_GY_300V_-20/80_LiYCY_str_shld_PVC_tin | M | 4.7 | 2020-11-11 | HELUKABEL | CABLES | 83334
1200669 | 0030947 | C3x2x18AWG_GY_250V_-40/80_TP_str_shld_PUR_tin | M | 15 | 2020-06-17 | LAPPKABEL | CABLES | 0030947
1200670 | 0030965 | C2x18AWG_GY_250V_-40/80_TP_str_shld_PUR_tin | M | 26 | 2022-12-30 | LAPPKABEL | CABLES | 0030965
1200671 | 1898/6C-SL005 | C6x18AWG_GY_300V_-20/80_str_unsh_PVC_tin | M | 21.8 | 2020-11-12 | ALPHA WIRE | CABLES | 1898/6C
1200696 | 0066239 | C3x2x22AWG_GY_300V_-20/80_LIYCY(TP)_str_shld_tin | M | 17 | 2020-11-11 | LAPPKABEL | CABLES | 0066239
1200698 | 83140 | С6x0.14_GY_300V_-20/80C_Str_Unshld_LiYY_UL_Tin | M | 86 | 2020-12-18 | HELUKABEL | CABLES | 83140
1200701 | 28600AS | C6x18AWG_BK_600V_-30/90C_Str_Shld_PVC/NYL_TC_ER_Cu | M | 177 | 2023-11-17 | ANIXTER | CABLES | 28600AS
1200705 | 7000-13081-6410500 | Cable M12 4P A-cod male to fly leads 5m PUR shld | PCS | 3 | 2020-10-31 | MURRELEKTRONIK GMBH | CABLES | 7000-13081-6410500
1200706 | 7000-13621-6420500 | M12 5P flange fem. A-cod to fly leads 5m PUR shld | PCS | 3 | 2020-10-31 | MURRELEKTRONIK GMBH | CABLES | 7000-13621-6420500
1200708 | 7000-17191-2941000 | M12 8P flange fem. A-cod to fly leads 10m PUR shld | PCS | 1 | 2021-03-05 | MURRELEKTRONIK GMBH | CABLES | 7000-17191-2941000
1200709 | 0066204 | C4x2x26AWG_GY_300V_-20/80_LIYCY(TP)_str_shld_tin | M | 9 | 2020-09-30 | LAPPKABEL | CABLES | 0066204
1200715 | 0026002 | CABLE_3G0.75_90C_300V_HEAT 105 PVC BK | M | 232.8 | 2021-07-16 | LAPPKABEL | CABLES | 0026002
1200720 | 2170299 | C4x2xAWG26_GN_-30/60C_Cat5e_Shld_PVC_UL/CSA_Cu | M | 100 | 2020-10-08 | LAPPKABEL | CABLES | 2170299
1200722 | UTR-FD-CPP-7X0.14 | C7x0.14_GY_250V_-40/90_flex_str_shld_PUR_Tin | M | 6.5 | 2020-12-08 | LAPPKABEL | CABLES | 0028884
1200723 | UTR-FD-CPP-5X0.14 | C5x0.14_GY_250V_-40/90_flex_str_shld_PUR_Tin | M | 5.2 | 2020-12-08 | LAPPKABEL | CABLES | 0028883
1200730 | 15315016 | C3x1.5_BK_600V_-40/105_50306-3_str_shld_HF | M | 5.2 | 2022-08-04 | NEXANS | CABLES | 2PH191
1200732 | 2170340 | C_2xAWG18+2xAWG15_CABLE DEVICENET THICK HF | M | 5 | 2021-03-01 | LAPPKABEL | CABLES | 2170340
1200745 | 2170172 | C4x2xAWG26_GY_-20/60C_Cat5e_F/UTP_Str_Shld_LSZH_CU | M | 5 | 2023-07-31 | LAPPKABEL | CABLES | 2170172
1200746 | 10098 | C7G1.5_Grey_500V_ÖLFLEX YY_PVC_Cu | M | 166.1 | 2022-06-03 | HELUKABEL | CABLES | 10098
1200751 | 108614 | C4x0.25_GY_300V_-40/80C_Str_Unshld_PVC_UL_Cu | M | 31.5 | 2021-08-31 | LUTZE | CABLES | 108614
1200770 | KAWEFLEX 6310 SK-PVC UL/C | C10x0.25_GY_300V_-40/80C_Str_Unshld_PVC_UL_Cu | M | 35 | 2021-04-30 | TKD-KABEL | CABLES | 1504888
1200771 | 1123051 | C18G0.75_GY_300V_-40/80_Str_Unshld_UL_HFFR_CU | M | 40 | 2021-09-28 | LAPPKABEL | CABLES | 1123051
1200772 | 1123048 | C12x0.75_GY_300V_-40/80_Str_Unshld_UL_HFFR_CU | M | 7.9 | 2021-08-24 | LAPPKABEL | CABLES | 1123048
1200775 | 0028672 | C10x0.34_GY_250V_-40/80C_Str_Unshld_PUR_Cu | M | 3 | 2021-08-25 | LAPPKABEL | CABLES | 0028672
1200776 | 0028675 | C25x0.34_GY_250V_-40/80C_Str_Unshld_PUR_Cu | M | 5.7 | 2021-08-25 | LAPPKABEL | CABLES | 0028675
1200779 | 130180050 | C18Gx0.5_GY_600V_-40/90_str_unsh_PVC | M | 42.5 | 2022-10-13 | KABELTEC | CABLES | 130180050
1200783 | 10060 | C2X1_GY_500V_-40/80_str_unsh_PVC_Cu | M | 100 | 2021-07-29 | HELUKABEL | CABLES | 10060
1200786 | 10019921 | C18G0.75_GY_300V_-40/80_Str_Unshld_UL_HFFR_CU | M | 6.8 | 2021-08-24 | LAPPKABEL | CABLES | 10019921
1200789 | 1001873 | C4G16_Grey_600V_-40/90C_PVC_UL | M | 56.3 | 2021-08-18 | TKD-KABEL | CABLES | 1001873
1200796 | 76010 | C4x2xAWG24_SOLID_-50/75C_Cat5e_UTP_Unshld_TPE | M | 35.5 | 2023-12-13 | ALPHA WIRE | CABLES | 76010
1200808 | 0046618 | C2x1.5_BK_600V_-60/150_Unshld_SIHF_tin_UL approv | M | 76 | 2021-09-29 | LAPPKABEL | CABLES | 0046618
1200812 | 0046619 | C3x1.5_BK_600V_-60/150_Unshld_SIHF_tin_UL approv | M | 816 | 2021-09-30 | LAPPKABEL | CABLES | 0046619
1200813 | 613200238 | C2x0.5_BK_300V_-30/105C_unshld_str_UL2464/2517_tin | M | 79 | 2022-11-18 | MEDICABEL | CABLES | 613200238
1200839 | 0011190 | C7G1.5_GY_600V_-40/90C_AWM_str_shld_PVC_UL | M | 20 | 2022-03-31 | LAPPKABEL | CABLES | 0011190
1200844 | 20924 | C12x2x0.5_GY_300V_-40/80_shld_PVC | M | 4.4 | 2022-05-05 | HELKAMA | CABLES | 20924
1200846 | 109703 | C5G0.5_GY/_600V_-40/70_H05VV5-F/UL_str_unsh_PVC_Cu | M | 128.1 | 2022-02-08 | LUTZE | CABLES | 109703
1200850 | 383B0302 | C3x0.5_BK_300V_-40/105_str_shld_HF 50306-3 | M | 48.5 | 2022-02-28 | OMERIN | CABLES | RW EN 50306-3 300V 3X0,5
1200851 | JZ-500 5C 0.5 10006 | C5G0.5_GY/_500V_-40/80_JZ-500_str_unsh_PVC_Cu | M | 20.3 | 2022-12-09 | HELUKABEL | CABLES | 10006
1200852 | 0027546 | C3G0.75_GY_300/500V_-40/80C_Unshld_Str_PUR_Cu | M | 14 | 2022-11-18 | LAPPKABEL | CABLES | 0027546
1200854 | 11139622 | C10x0.34_GY_250V_-40/80C_Str_Shld_PUR_Cu | M | 9.5 | 2024-04-09 | LAPPKABEL | CABLES | 11139622
1200855 | 11139625 | C25x0.34_GY_250V_-40/80C_Str_Shld_PUR_Cu | M | 9.5 | 2024-04-09 | LAPPKABEL | CABLES | 11139625
1200858 | STR-C-PUR10X0.34 | C10x0.34_GY_500V_-40/70C_Str_Shld_PUR_Cu | M | 4.5 | 2022-07-25 | HELUKABEL | CABLES | 49680
1200859 | 0027452 | C25x0.34_GY_350V_-40/80C_Str_Shld_PVC_Cu | M | 2 | 2022-07-25 | LAPPKABEL | CABLES | 0027452
1200860 | JZ500-HMHC-12G0.75 | C12G0.75_GY_500V_-40/70C_Shld_Str_LSZH_Cu | M | 13 | 2022-06-07 | HELUKABEL | CABLES | 11685
1200861 | 0011191 | C12G1.5_GY_600V_-40/90C_Str_Shld_PVC_Cu | M | 5 | 2022-04-21 | LAPPKABEL | CABLES | 0011191
1200862 | 713200211 | C2x0.5_BG_300V_-30/105C_shld_str_UL2464/2517_tin | M | 80 | 2022-05-10 | MEDICABEL | CABLES | 713200211
1200871 | WK-359-ANSI | C1x2x20AWG_YE_300_-10/105_Type KX_str_shld_PVC | M | 1514.2 | 2023-12-13 | LABFACILITY LTD | CABLES | WK-359-ANSI
1200876 | 0015403 | C3G2.5_GY_600V_-40/90_H05VV5-F_Str_Unsh_PVC_Cu | M | 6 | 2022-12-19 | LAPPKABEL | CABLES | 0015403
1200877 | 040001512 | C8x2x0.5+0.5_GY_50V_-40/70C_NOMAK_str_shld_HF_tin | M | 45 | 2022-09-01 | DRAKA | CABLES | 60060349
1200885 | 1024316 | C3G1_BK_500V_-55/125_DNV_Str_POE_Tin | M | 35 | 2022-07-25 | LAPPKABEL | CABLES | 1024316
1200904 | T604850G99 | C3x16AWG_BK/_600V_-30/90_NYLON_str_unsh_PVC_Cu | M | 75 | 2023-10-23 | SOUTHWIRE | CABLES | 604850
1200906 | 0037504 | C4*0,34 LiHCH Shld 250V Grey -40/+80 | M | 60 | 2022-12-29 | LAPPKABEL | CABLES | 0037504
1200907 | 0044604 | C4xAWG26/7 LiYCY A UL/CSA 300V -40/+80 Shld | M | 99 | 2024-01-15 | LAPPKABEL | CABLES | 0044604
1200908 | 0022403 | C3X26AWG LiYY A UL/CSA 300V -40/+80 unshld | M | 150 | 2024-01-15 | LAPPKABEL | CABLES | 0022403
1200910 | 11139609 | C3x0.25_GY_250V_-40/80C_Str_Shld_Tin_PUR | M | 2 | 2024-01-15 | LAPPKABEL | CABLES | 11139609
1200911 | 0036915 | C10(0.75+0.25)GR_30V_-40/80C_Str_Shld_Tin_PUR | M | 2.3 | 2024-01-15 | LAPPKABEL | CABLES | 0036915
1200912 | 281804 | C4G1.0_GY_600/1000V_-25/90_UL_MTW_str_unsh_PVC | M | 1.4 | 2024-01-15 | LAPPKABEL | CABLES | 281804
1200965 | 78043_SL001 | C3x20AWG_Grey/_300V_-40/80_mPPE_str_unsh_Tin_HF | M | 193 | 2023-11-30 | ALPHA WIRE | CABLES | 78043
208613551 | 1000 tk laos vastu võtmata | CABLE CPL. 208613551 | PCS | 20 | 2017-06-27 | ELECTRICAL COMPONENTS INTERNATIONAL SP ZO.O. | OTHER | 208613551IPA
208985902 | 077B3366 | THERMOSTAT EBD | PCS | 168 | 2017-03-09 | DANFOSS | SWTH_REL_S | 208985902
2100001 | 141085-2 | TERMINAL_.250 FASTON_TAB_4-6mm2_YELLOW | PCS | 47 | 2022-11-03 | TE CONNECTIVITY | INS_TERM | 141085-2
2100002 | 587229 | TERMINAL_.250 FASTON_TAB_AWG14-16_BLUE | PCS | 242 | 2022-11-03 | TE CONNECTIVITY | INS_TERM | 696369-1
2100005 | 534-389 | TERMINAL 4.8x0.5 CRIMP RECEPTACLE 0.5-1.5MM2 RED | PCS | 483 | 2021-09-27 | RS COMPONENTS | INS_TERM | 534-389
2100117 | 795-6304 | TER_RING_M3.5_AWG12-10_LOOSE_YE_NYL_INS Ø 5.84 mm | PCS | 119 | 2018-09-27 | TE CONNECTIVITY | INS_TERM | 326886
2100118 | 3133901 or 2181101 | TER_RING_M3.5_AWG22-16_LOOSE_RED_NYLON | PCS | 168 | 2019-11-15 | TE CONNECTIVITY | INS_TERM | 36152
2100119 | 35149 | TER_RING_M3.5_AWG12-10_LOOSE_YE_NYL_INS Ø 6.35 mm | PCS | 1316 | 2021-02-23 | TE CONNECTIVITY | INS_TERM | 35149
2100122 | 586950 | TER_FORK_M4_AWG12-10_LOOSE_YELLOW_NYLON | PCS | 2 | 2018-06-06 | TE CONNECTIVITY | INS_TERM | 32588
2100123 | 3399549 | TERMINAL_FASTON_6.4mm_MALE_0.5-1.6mm2_RD | PCS | 19 | 2023-12-15 | TE CONNECTIVITY | INS_TERM | 66023-2
2100125 | CNIF 10-4 | TERMINAL_FORK_10mm2_BK_4.2mm_9.8mm_L26_mm | PCS | 8 | 2018-07-11 | CABLECRAFT | INS_TERM | CNIF 10-4
2100129 | 005773 | FERRULE_CRIMP_BOOT_AWG16_BK_L = 8MM_ FOR NSGAFÖU | PCS | 400 | 2016-03-21 | GLW CRIMPING TECHNOLOGY | INS_TERM | 005773
2100131 | A 16-8 R | TER_RING_M8_ 16mm2_LOOSE_BLUE_NYLON | PCS | 53 | 2023-10-25 | NELCO | INS_TERM | A 16-8 R
2100134 | DBNYD2-18 | TERMINAL_BLADE_2mm_AWG16_NYLON_LOOSE_BLUE | PCS | 74 | 2018-03-29 | MULTICOMP | INS_TERM | DBNYD2-18
2100145 | 165049 | TERMINAL_PIN_2.6_YELLOW | PCS | 13 | 2015-02-04 | TE CONNECTIVITY | INS_TERM | C-165049-E
2100146 | 163084-2 | TERMINAL_SOCKET_AWG16 | PCS | 26 | 2018-09-10 | TE CONNECTIVITY | INS_TERM | 163084-2
2100147 | 324158 | TERMINAL_RING_M2_AWG22-16_LOOSE_RED | PCS | 10 | 2015-02-04 | TE CONNECTIVITY | INS_TERM | 324158
2100152 | 613-9429 | TERMINAL_RING_M12_AWG12-10_LOOSE_YELLOW_VINYL | PCS | 59 | 2018-04-27 | RS COMPONENTS | INS_TERM | RVY5-12
2100167 | PB 2543 G. | TER_FORK_M4_AWG16_LOOSE_BLUE_VINYL | PCS | 16 | 2021-03-17 | NELCO | INS_TERM | AB 2543 G
2100198 | 488306 | TERMINAL_FAST_.250x.030_AWG22-18_FULL INSUL_RED | PCS | 10 | 2022-07-29 | TE CONNECTIVITY | INS_TERM | 2-520184-2
2100203 | 9202870000 | FERRULE_CRIMP_BOOT_AWG16_BK_L = 14MM_ FOR NSGAFÖU | PCS | 195 | 2018-10-31 | WEIDMÜLLER | INS_TERM | 9202870000
2100208 | 148-21-828 | FERRULE_ TWIN ENTRY_BOOTLACE_2xAWG7_L=12_RED | PCS | 151 | 2022-04-12 | VOGT AG VERBINDUNGSTECHNIK | INS_TERM | 490814D
2100213 | 72625K79 | Heat-Shrink Terminal_insul_female_12-10AWG_Yellow | PCS | 10 | 2017-04-20 | MCMASTER-CARR | INS_TERM | 72625K79
2100214 | 005931 / A16057 | FERRULE_CRIMP_BOOTLACE_AWG6_16mm2_Green | PCS | 247 | 2022-11-03 | GLW CRIMPING TECHNOLOGY | INS_TERM | 005931
2100215 | 005935 | FERRULE_CRIMP_BOOTLACE_2xAWG6_2x16mm2_Green | PCS | 94 | 2022-12-13 | GLW CRIMPING TECHNOLOGY | INS_TERM | 005935
2100218 | 586791 | TER_RING_M8 (5/16)_AWG12-10_LOOSE_YELLOW_NYLON | PCS | 14 | 2022-09-03 | TE CONNECTIVITY | INS_TERM | 320576
2100220 | 3200878 | FER_TWIN ENTRY_BOOTLACE_2XAWG13_2X2.5_L=13 mm_BLUE | PCS | 89 | 2017-05-30 | PHOENIX | INS_TERM | 3200878
2100223 | C3P 50 R-2 JN | C3P 50 R-2 JN CABLE LUG FOR U,V AND W | PCS | 343 | 2020-10-30 | MECATRACTION | INS_TERM | C3P 50 R-2 JN
2100234 | 005963 | FERRULE_CRIMP_BOOTLACE_AWG3_L 22mm_BK | PCS | 19 | 2019-03-29 | GLW CRIMPING TECHNOLOGY | INS_TERM | 005963
2100237 | 2468403 | TER_RING_M3.5_AWG22-16_LOOSE_RED_NYLON_OutD 6,35mm | PCS | 54 | 2019-01-25 | TE CONNECTIVITY | INS_TERM | 51863-3
2100238 | 165566-1 | TERM_2.79x0.79_FASTON_CRIMP_AWG22-16_RD_NYL | PCS | 183 | 2019-11-25 | TE CONNECTIVITY | INS_TERM | 165566-1
2100251 | 51222-2 | TERMINAL_PIN_AWG16-14_BLUE_PIN L=10 mm | PCS | 191 | 2021-11-18 | MECATRACTION | INS_TERM | 51222-2
2100256 | AA 1507 FLF | TERM_.250_CRIMP_RECEPT_AWG20-15_FULLY INS_RD_NYLON | PCS | 696 | 2018-11-08 | NELCO | INS_TERM | AA 1507 FLF
2100257 | 5668 | FERRULE_CRIMP_BOOTLACE_0.75MM2_L 14/8 MM_WHITE | PCS | 500 | 2022-06-07 | GLW CRIMPING TECHNOLOGY | INS_TERM | 005668
2100264 | 9972145 | TERMINAL_PIN_AWG22-16_BLUE_L=12mm_VINYL | PCS | 267 | 2022-01-06 | MULTICOMP | INS_TERM | PTVE2-12
2100267 | 005988 / A70052 | FERRULE_CRIMP_BOOTLACE_AWG2/0_70_LOOSE_Yellow | PCS | 48 | 2019-01-23 | GLW CRIMPING TECHNOLOGY | INS_TERM | 005988
2100270 | 311-8019 | FERRULE_ TWIN ENTRY_BOOTLACE_2xAWG7_L=14_RED | PCS | 50 | 2019-01-06 | RS COMPONENTS | INS_TERM | 311-8019
2100272 | 6205 | TER_RING_M5_0.5-1mm2_LOOSE_RED_PC | PCS | 66 | 2020-01-31 | KLAUKE | INS_TERM | 6205
2100279 | 534-682 | TER_TAB .250_1.5-2.5 mm2_BLUE_VINYL | PCS | 100 | 2022-09-13 | RS COMPONENTS | INS_TERM | 534-682
2100286 | 301-10-462 | TERM_.250x.032 FAST_CRIMP_REC_FLAG_AWG16-14_NYL_BU | PCS | 73 | 2021-10-29 | RND CONNECT | INS_TERM | RND 465-00684
2100289 | 125-1951 | TERM_.250x.032 FASTON_REC_FLAG_AWG12-10_NYL_YE | PCS | 80 | 2019-05-31 | RS COMPONENTS | INS_TERM | 125-1951
2100291 | 2452547 | TERM_CRIMP_BLADE_3x13MM_AWG22-16_LOOSE_RED | PCS | 663 | 2022-11-03 | TE CONNECTIVITY | INS_TERM | 131331
2100292 | 005836 / A02572 | FERRULE_CRIMP_BOOTLACE_2.5MM2_L12_GY | PCS | 394 | 2023-05-31 | GLW CRIMPING TECHNOLOGY | INS_TERM | 005836
2100304 | 9004410000 | FERRULE_CRIMP_BOOTLACE_2xAWG16_1.5MM_PIN 8mm_RD | PCS | 152 | 2022-11-03 | WEIDMÜLLER | INS_TERM | 9004410000
2100305 | 09150006106 | Crimp Han D R15 stift-c 2,5 mm Ag | PCS | 58 | 2022-11-03 | HARTING | INS_TERM | 09150006106
2100309 | N1543RPL | LUG_RING 0,5-1,65mm2_M4 | PCS | 200 | 2023-10-30 | NELCO | INS_TERM | N1543RPL
2100311 | CED015018-500 | Ferrule 1,5mm2/AWG16_black_sleeve_PP | PCS | 500 | 2019-04-30 | NELCO | INS_TERM | CED015018-500
2100313 | 157-1244 | FERRULE_CRIMP_BOOTLACE_10MM2_L12_BN | PCS | 284 | 2023-10-25 | RS COMPONENTS | INS_TERM | 157-1244
2100314 | 458-897 | FERRULE_CRIMP_BOOTLACE_6MM2_L12_GN | PCS | 47 | 2021-12-13 | RS COMPONENTS | INS_TERM | 458-897
2100315 | 458-724 | FERRULE_CRIMP_BOOTLACE_2.5MM2_L8_GY | PCS | 410 | 2019-11-19 | RS COMPONENTS | INS_TERM | 458-724
2100317 | 613-9413 | TER_RING_M6_4-6MM2_LOOSE_YELLOW_NYLON | PCS | 83 | 2019-11-19 | RS COMPONENTS | INS_TERM | 613-9413
2100319 | 534-193 | TER_RING_M6_0.5-1.5MM2_LOOSE_RED_NYLON | PCS | 104 | 2019-11-19 | RS COMPONENTS | INS_TERM | 534-193
2100339 | 9971980 | TERM_CRIMP_BLADE_AWG16-14_VINYL_DVBE Series_BLUE | PCS | 347 | 2022-12-21 | MULTICOMP | INS_TERM | DVBVE2-18
2100340 | 51154-2 | Cable lug 0,34-1,5mm2 M4 | PCS | 1189 | 2022-08-04 | MECATRACTION | INS_TERM | 51154-2
2100342 | 178-7186 | Wire Splice Connector, Yellow, Insulated 12-10 AWG | PCS | 4 | 2021-04-21 | RS COMPONENTS | INS_TERM | 178-7186
2100372 | 005832 | FER_CRIMP_BOOT._AWG14_2.5mm2_FOR T/R WIRE_GY_10mm | PCS | 466 | 2020-10-08 | GLW CRIMPING TECHNOLOGY | INS_TERM | 005832
2100380 | A 10-6 R | TERMINAL_RING M6__10MM2_RED | PCS | 89 | 2023-10-25 | NICHIFU | INS_TERM | A 10-6 R
2100389 | A 1543 R | TER_RING_M4_AWG22-16_LOOSE_RED_VINYL | PCS | 58 | 2021-03-04 | JST | INS_TERM | FV1.25-M4 (LF)
2100396 | 650/6 | TER_RING_M6_AWG12-10_LOOSE_YELLOW_PA | PCS | 91 | 2021-09-09 | KLAUKE | INS_TERM | 650/6
2100403 | 9037630000 | FERRULE_TWIN ENTRY_BOOTLACE_2XAWG18_L=18MM_BLUE | PCS | 479 | 2022-01-25 | WEIDMÜLLER | INS_TERM | 9037630000
2100416 | 966067-1 | FERRULE_CRIMP_BOOTLACE_AWG20_L 6MM_White | PCS | 585 | 2022-09-01 | TE CONNECTIVITY | INS_TERM | 966067-1
2100436 | 9971874 | Terminal_.187x0.032_FASTON_FEM_ AWG22-16_LOOSE_RED | PCS | 1000 | 2022-06-03 | MULTICOMP | INS_TERM | FDFD1-187(8)
2100441 | NA 1507 FL | Term_6.3x0.8mm_0.5-1-65mm2_crimp_recept_insul_RD | PCS | 71 | 2022-12-21 | NELCO | INS_TERM | NA 1507 FL
2100453 | 33566.000.000 | Ter_Fork_M5_4-6mm2_Yellow_PA | PCS | 500 | 2024-01-15 | PÜPLICHHUISEN | INS_TERM | 33566.000.000
2100456 | 148-20-858 | TER_RING_M5_AWG12-10_YELLOW | PCS | 16 | 2024-01-15 | TE CONNECTIVITY | INS_TERM | 160292
2100457 | 302-39-665 | Terminal Fork M4 AWG12-10 PIDG | PCS | 95 | 2024-01-15 | TE CONNECTIVITY | INS_TERM | 130496
2100458 | RSP 7502 F 6,3-6 | FASTON Receptacle 6.3X0.8 2.5-6.0MM2 YELLOW | PCS | 491 | 2024-01-15 | PÜPLICHHUISEN | INS_TERM | RSP 7502 F 6,3-6
2100493 | 3392250 | TER_RING_#10_AWG16-14_LOOSE_BLUE_PVC_600V_105C | PCS | 10 | 2023-07-18 | TE CONNECTIVITY | INS_TERM | 34161
2100506 | A 16-5 R | TER_RING_M5_ 16mm2_LOOSE_BLUE_NYLON | PCS | 10 | 2023-10-25 | NICHIFU | INS_TERM | A 16-5 R
2100507 | A 10-5 R | TER_RING_M5_ 10mm2_LOOSE_RED_NYLON | PCS | 10 | 2023-10-25 | NICHIFU | INS_TERM | A 10-5 R
2100508 | 3240221 | Ring cable lug, M8 red, 10 mm2, | PCS | 35 | 2023-10-25 | PHOENIX | INS_TERM | 3240221
2200005942 | MLX 39-01-2080 | Housing_Crimp_8way_4.2mm pitch_female | PCS | 148 | 2013-11-20 | MOLEX | HOUS_COV_S | 39-01-2080
2200009767 | 2575-6420/00 - CB13462 | Cable tie mounting base D=4.0 10x20_BK | PCS | 3380 | 2021-04-26 | DAVICO | ACCESSORY | CTMB1
2200013727 | 150808 | Connector_D-SUB_plug_9way_solder | PCS | 1 | 2014-07-07 | ITW SWICHES | CONNECTORS | SDE9P
2200024419 | SYM-001T-P0.6 | Terminal_Crimp PIN_Reel 8.5K_AWG18-24_SM_Male | PCS | 4 | 2021-03-04 | JST | UNINS_TERM | SYM-001T-P0.6
2200120 | 280621-2/C | TERMINAL_ AMPMODU .156 Inch_AWG 22-18 | PCS | 71 | 2018-09-13 | TE CONNECTIVITY | UNINS_TERM | 280621-2
2200122 | MS3187-16 | Plug 46808-16 | PCS | 212 | 2018-09-10 | VEAM | UNINS_TERM | 46808-16
2200124 | 144-64-053 | TERMINAL_RC_FEMALE_0,52-1;5MM2 | PCS | 12 | 2018-09-27 | SOURIAU | UNINS_TERM | RC16M23K
2200126 | 27913 T112 | TERM_MALE_SIZE16_AWG16 | PCS | 917 | 2018-09-06 | VEAM | UNINS_TERM | 27913-T112
2200127 | 27913-12 T112 | TERM_MALE_SIZE 16_AWG24-20 | PCS | 282 | 2018-09-06 | VEAM | UNINS_TERM | 27913-12-T112
2200128 | 27913-20 T112 | TERM_MALE_SIZE16_AWG16-14 | PCS | 58 | 2018-09-10 | ITT CANNON | UNINS_TERM | 27913-20T112
2200129 | 27963-12 T112 | TERM_FEMALE_SIZE16_AWG22-20 | PCS | 875 | 2018-09-06 | VEAM | UNINS_TERM | 27963-12-T112
2200130 | 27963 T112 | TERM_FEMALE_SIZE16_AWG16 | PCS | 695 | 2018-09-06 | VEAM | UNINS_TERM | 27963 T112
2200132 | 02512000600 | Dummy pin 7.6mm | PCS | 183 | 2018-09-10 | VEAM | UNINS_TERM | 10-305045
2200134 | 27935T9 | TERM_FEMALE_SIZE8_AWG8 | PCS | 6 | 2018-09-06 | VEAM | UNINS_TERM | 27935-T9
2200135 | 27964-20T9 | TERM_FEMALE_SIZE12_AWG18-14 | PCS | 256 | 2018-09-10 | VEAM | UNINS_TERM | 27964-20-T9
2200136 | 27914-26-T9 | TERM_MALE_SIZE12_AWG12_SILVER | PCS | 182 | 2018-09-06 | ITT CANNON | UNINS_TERM | 27914-26-T9
2200137 | 27964-26-T9 | TERM_FEMALE_ SIZE12_AWG12 | PCS | 393 | 2018-09-10 | VEAM | UNINS_TERM | 27964-26-T9
2200138 | 09150043013 | TERMINAL_HAN 4_Quintax_ MALE_ 3-9.5mm | PCS | 15 | 2022-08-31 | HARTING | UNINS_TERM | 09150043013
2200162 | 1200700000 | CONTACT CRIMP MALE HDC-C-HE-SM1.5AG | PCS | 52 | 2018-07-10 | WEIDMÜLLER | UNINS_TERM | 1200700000
2200163 | 1651650000 | CRIMP PIN 5AU HDC-C-HD-SMI | PCS | 60 | 2018-07-10 | WEIDMÜLLER | UNINS_TERM | 1651650000
2200164 | 1651700000 | CRIMP PIN HDC-C-HD-BM1.5AU | PCS | 41 | 2018-07-10 | WEIDMÜLLER | UNINS_TERM | 1651700000
2200165 | 1682380000 | CRIMP CONT MALE HDC-C-M5-SM 2 | PCS | 143 | 2018-07-10 | WEIDMÜLLER | UNINS_TERM | 1682380000
2200166 | 1682390000 | CRIMP CONT FEM HDC-C-M5-BM 2.5 | PCS | 81 | 2018-07-10 | WEIDMÜLLER | UNINS_TERM | 1682390000
2200167 | 1682370000 | CRIMP CONTACT 1.5mm2 FEM HDC-C-M5-BM1.5AG | PCS | 93 | 2018-07-10 | WEIDMÜLLER | UNINS_TERM | 1682370000
2200168 | 1682300000 | CRIMP CONT M HDC-C-M3-SM10.0AG | PCS | 103 | 2018-07-10 | WEIDMÜLLER | UNINS_TERM | 1682300000
2200169 | 1682280000 | CRIMP CONT HDC-C-M3-SM6.0AG | PCS | 65 | 2018-07-10 | WEIDMÜLLER | UNINS_TERM | 1682280000
2200170 | 1201300000 | CONT CRIMP FEM HDC-C-HE-BM 1.5 | PCS | 112 | 2018-07-10 | WEIDMÜLLER | UNINS_TERM | 1201300000
2200171 | 1201500000 | CONT CRIMP FEM HDC-C-HE-BM 4.0 | PCS | 68 | 2018-07-10 | WEIDMÜLLER | UNINS_TERM | 1201500000
2200172 | 1200900000 | CONT CRIMP MALE HDC-C-HE-SM4.0AG | PCS | 57 | 2018-07-10 | WEIDMÜLLER | UNINS_TERM | 1200900000
2200187 | ABB-16-KSK-F80-P3 | Contact socket ABB16KSKF80P3 | PCS | 189 | 2019-11-19 | AB CONNECTORS | UNINS_TERM | ABB16KSKF80P3
2200207 | 144-50-791 | TERMINAL_SOCKET_AWG16-18_BRASS/GOLD | PCS | 43 | 2018-09-06 | TE CONNECTIVITY | UNINS_TERM | 1-163084-0
2200221 | 1-66103-8 | TERMINAL_CRIMP PIN_0.2-0.6 mm2_TIN-LPCSD_Type III+ | PCS | 237 | 2021-12-20 | TE CONNECTIVITY | UNINS_TERM | 1-66103-8
2200260 | 2310159 | TERM_MATE-N-LOK_CRIMP_RECEP_AWG24-20_REEL_GOLD | PCS | 46 | 2015-03-27 | TE CONNECTIVITY | UNINS_TERM | 1-794606-1
2200267 | 1772674 | TER_CRIMP_FASTON_RECEPT_ 2.8x0.8_0.35- 0.5 MM2 | PCS | 440 | 2017-03-16 | TE CONNECTIVITY | UNINS_TERM | 5-160303-2
2200280 | 301-58-150 | MX150 RECEPTACLE 14 - 16AWG TIN | PCS | 21 | 2021-01-11 | MOLEX | UNINS_TERM | 33012-2001
2200284 | 09150006101 | TERMINAL CRIMP HAN Q PCSIFT 1,5MM²-10A | PCS | 79 | 2022-05-26 | HARTING | UNINS_TERM | 09150006101
2200287 | 11190200 | TERMINAL H-BE 2,5 GEDREHT - PCSIFT 1,5MM² | PCS | 200 | 2016-03-22 | LAPPKABEL | UNINS_TERM | 11190200
2200330 | C062000G2 | Crimp terminal_female_AWG20 | PCS | 1157 | 2021-05-04 | PROVERTHA | UNINS_TERM | C062000G2
2200331 | C052400G2 | Crimp terminal_male_AWG24-28 | PCS | 4 | 2021-05-04 | PROVERTHA | UNINS_TERM | C052400G2
2200332 | C052000G2 | Crimp terminal_male_AWG20 | PCS | 1480 | 2021-05-04 | PROVERTHA | UNINS_TERM | C052000G2
2200339 | 43R8 | 90° Tubular Cable Lug 16mm², M8 hole | PCS | 55 | 2017-04-05 | KLAUKE | UNINS_TERM | 43R8
2200350 | 09110006116 | Pin male han contact 16m2 | PCS | 5 | 2022-11-03 | HARTING | UNINS_TERM | 09110006116
2200358 | 2057031 | TER_RING_M6_1/4 "_AWG16_LOOSE_UNINSUL | PCS | 59 | 2022-10-29 | MULTICOMP | UNINS_TERM | RNB1-6
2200367 | Crown 50200 | Ignition Ring Terminal R-2 | PCS | 20 | 2023-12-19 | CROWN | UNINS_TERM | CR50200
2200368 | Crown 50400 | ANGLE CAGE RAJAH IGNITION TERMINAL E9-ACT | PCS | 16 | 2023-12-19 | CROWN | UNINS_TERM | CR50400
2200381 | 3841315 | Socket terminals_8A_20-24AWG | PCS | 34 | 2022-07-29 | BULGIN | UNINS_TERM | SA3349
2200382 | 300-33-299 | Pin terminals_8A_20-24AWG | PCS | 15 | 2021-03-05 | BULGIN | UNINS_TERM | SA3350
2200383 | BULGIN SA3347 | Socket terminals_5A_22-26AWG | PCS | 11 | 2022-07-29 | BULGIN | UNINS_TERM | SA3347
2200384 | 09320006104 | Han C-male contact-c 1.5mm² | PCS | 25 | 2022-08-04 | HARTING | UNINS_TERM | 09320006104
2200393 | 1663640 | Crimp contact CK2,5-ED-0,50BU AG | PCS | 73 | 2017-05-03 | PHOENIX | UNINS_TERM | 1663640
2200394 | GS5-10 | TER_RING_M5_AWG8 (6-10 mm2)_LOOSE_UNINSUL | PCS | 9 | 2022-02-04 | JST | UNINS_TERM | GS5-10
2200398 | B 1053 GS | TER_SPADE_M5_AWG8 (6-10 mm2)_LOOSE_UNINSUL | PCS | 100 | 2017-04-27 | NELCO | UNINS_TERM | B 1053 GS
2200404 | 301-64-939 | Socket contacts for 12pole connector | PCS | 30 | 2022-07-29 | BULGIN | UNINS_TERM | SA3179/1
2200409 | 1062-16-0122 | TERMINAL_DT SERIES_SOCKET_AWG 18-16_REEL | PCS | 529 | 2017-11-24 | DEUTSCH | UNINS_TERM | 1062-16-0122
2200424 | 300-38-685 | AMP 23-7 MALE CRIMP-STD | PCS | 16 | 2019-11-28 | TE CONNECTIVITY | UNINS_TERM | 66261-2
2200426 | HPC-CU-P | COPPER PIN, SIZE 20AWG SOLID | PCS | 33 | 2022-03-11 | OMEGA | UNINS_TERM | HPC-CU-P
2200427 | 1607656 | Crimp contact 1-2,5 mm2 pin | PCS | 20 | 2024-01-18 | PHOENIX | UNINS_TERM | 1607656
2200435 | 2781693 | MINI MIC RCPT CONTACT >1,5- | PCS | 74 | 2020-10-19 | TE CONNECTIVITY | UNINS_TERM | 282466-1
2200440 | TE 1-770903-0 | MINI UMNL PIN 22-18 AWG AU | PCS | 37 | 2019-09-27 | TE CONNECTIVITY | UNINS_TERM | 1-770903-0
2200441 | 1-770988-0 | MINI UMNL SOK 22-18AWG AU | PCS | 140 | 2021-05-05 | TE CONNECTIVITY | UNINS_TERM | 1-770988-0
2200453 | 302-23-872 | TER_MINI UMNL SOK 20-16 AWG AU LF | PCS | 378 | 2019-06-04 | TE CONNECTIVITY | UNINS_TERM | 1-794407-0
2200460 | CCT16-6HDT | Cable lug M6 for 16mm2 cable_HDT_rail | PCS | 26 | 2019-08-09 | CABLECRAFT | UNINS_TERM | CCT16-6HDT
2200463 | CCT10-6HDT | Cable lug M6 for 10mm2 cable_HDT_rail | PCS | 52 | 2019-11-08 | CABLECRAFT | UNINS_TERM | CCT10-6HDT
2200464 | MX-4809C-P914L | Contact, KK® 254_Socket_Crimp_ tin | PCS | 193 | 2019-08-13 | MOLEX | UNINS_TERM | 08-50-0032
2200468 | 186-7854 | 4BA SOLDER TERM RING | PCS | 700 | 2022-06-29 | RS COMPONENTS | UNINS_TERM | 186-7854
2200469 | 16-6 BOCK | TERMINAL_LUG 90DG_M6_16mm2 uninsul | PCS | 109 | 2019-03-25 | NELCO | UNINS_TERM | 16-6 BOCK
2200470 | 10-6 BOCK | TERMINAL_LUG 90DG_M6_10mm2 uninsul | PCS | 200 | 2018-08-02 | NELCO | UNINS_TERM | 10-6 BOCK
2200475 | 09670008276 | DSUB FEM CR CON AFS1 AWG20-24 | PCS | 37 | 2019-09-27 | HARTING | UNINS_TERM | 09670008276
2200476 | CCT10-8HD | Cable lug M8 for 10mm2 cable_HD_rail | PCS | 6 | 2019-08-13 | CABLECRAFT | UNINS_TERM | CCT10-8HD
2200477 | 680-5179 | Crimp socket 20 AWG_SUPERSEAL 1.5 series_Tin plate | PCS | 34 | 2020-01-31 | TE CONNECTIVITY | UNINS_TERM | 282403-1
2200478 | ABB1620KSKF80P3 | Crimp contact 16/20 socket | PCS | 1459 | 2019-11-19 | AB CONNECTORS | UNINS_TERM | ABB16/20KSKF80P3
2200479 | ABB-16-KPK-F80-P3 | Crimp contact 16 pin | PCS | 477 | 2019-11-19 | AB CONNECTORS | UNINS_TERM | ABB16KPKF80P3
2200488 | 679-5050 | Crimp terminal contact male 24-20AWG_tin | PCS | 47 | 2019-03-27 | TE CONNECTIVITY | UNINS_TERM | 171631-1
2200489 | RSS7122006 | Female Terminal Crimp 24-20AWG brass_pre-tin | PCS | 41 | 2019-03-27 | TE CONNECTIVITY | UNINS_TERM | 171630-1
2200492 | 60100734 | Terminal male crimp 0.5-1.0mm2 gold | PCS | 31 | 2019-03-25 | DELPHI | UNINS_TERM | 60100734
2200498 | 809-2372 | SPLICE_BUTT_16-14 AWG_UNINS_L=8 mm | PCS | 126 | 2022-10-26 | RS COMPONENTS | UNINS_TERM | 809-2372
2200499 | 95-8 BOCK | TERMINAL_LUG 90DG_M8_AWG3/0_95-8 BOCK | PCS | 38 | 2018-11-09 | NELCO | UNINS_TERM | 95-8 BOCK
2200542 | 538-33012-3004 | MX150 Female terminal, sealed, 0,35-0,50mm2 | PCS | 3000 | 2018-12-19 | MOLEX | UNINS_TERM | 0330123004
2200548 | L185/10MS | TERMINAL_LUG_M10_185mm2 | PCS | 7 | 2019-03-27 | KLAUKE | UNINS_TERM | L185/10MS
2200551 | NIP2-M4 | TER_RING_M4_AWG17-13_1.0-2.6 MM2_LOOSE_SMALL | PCS | 1 | 2021-04-15 | JST | UNINS_TERM | NIP2-M4
2200553 | L25/12MS 108164320 | TERMINAL_LUG_M12_25mm2 | PCS | 11 | 2019-01-11 | KLAUKE | UNINS_TERM | L25/12MS
2200557 | 09150006125 | Han crimp contact 0.75mm2 10A Au | PCS | 14 | 2022-11-03 | HARTING | UNINS_TERM | 09150006125
2200560 | 825-2293 | TER_RING_M8_AWG16-14_REEL_UNINSUL | PCS | 75 | 2019-11-27 | TE CONNECTIVITY | UNINS_TERM | 42752-2
2200567 | 1492680000 | Cable lug 10mm2 M5 forked type_open | PCS | 61 | 2020-05-04 | WEIDMÜLLER | UNINS_TERM | 1492680000
2200569 | 531-021 | TERMINAL_LUG_M6_10MM2 | PCS | 113 | 2021-06-22 | RS COMPONENTS | UNINS_TERM | 531-021
2200573 | 1605762 | Crimp contact_female_dia. 3.6 mm_6-10 mm2 | PCS | 3 | 2024-01-18 | PHOENIX | UNINS_TERM | 1605762
2200615 | 2200615 | WIRE FERRULE 24AWG_L = 5 mm_UNINSUL | PCS | 682 | 2022-08-31 | PANDUIT | UNINS_TERM | F73-5-M
2200623 | 301-64-944 | Pin terminals_8A_18-20AWG_solder | PCS | 32 | 2020-02-03 | BULGIN | UNINS_TERM | SA3348/1
2200635 | 1-968874-3 | AMP MCP 2.8, 2.5 – 4.0 mm2 | PCS | 200 | 2022-05-09 | TE CONNECTIVITY | UNINS_TERM | 1-968874-3
2200648 | 5962-203-04141 | TERMINAL DT/HD 0462 Socket 4 25.0 | PCS | 9 | 2021-03-12 | DEUTSCH | UNINS_TERM | 5962-203-04141
2200650 | 09110006131 | Pin male han contact 10m2 | PCS | 30 | 2022-08-04 | HARTING | UNINS_TERM | 09110006131
2200657 | BM01931 | TERMINAL_LUG_M6_AWG2/0_70MM2 | PCS | 325 | 2022-05-13 | BM GROUP | UNINS_TERM | BM 01931
2200669 | HPC-CH-S | CHROMEL SOCKET, SIZE 20AWG | PCS | 18 | 2022-04-19 | OMEGA | UNINS_TERM | HPC-CH-S
2200670 | HPC-AL-S | ALUMEL SOCKET, SIZE 20AWG | PCS | 27 | 2021-11-18 | OMEGA | UNINS_TERM | HPC-AL-S
2200671 | HPC-CU-S | COPPER SOCKET, SIZE 20AWG | PCS | 81 | 2022-04-19 | OMEGA | UNINS_TERM | HPC-CU-S
2200672 | 1607658 | Crimp contact 1-2,5 mm2 socket | PCS | 22 | 2024-01-18 | PHOENIX | UNINS_TERM | 1607658
2200707 | 3003667 | Contact Pre-Tin_ 20 – 14 AWG_0.5 – 2mm²_socket | PCS | 200 | 2021-08-30 | TE CONNECTIVITY | UNINS_TERM | 350551-1
2200744 | 571-1418884-1-CT | Power Contact_ MCP Series_socket_ 1.00-1.5 mm2 | PCS | 102 | 2021-04-21 | TE CONNECTIVITY | UNINS_TERM | 1418884-1
2200754 | 350550-1 | MATE-N-LOK_Power Contacts 20 – 14AWG_0.5-2mm2 | PCS | 458 | 2022-08-31 | TE CONNECTIVITY | UNINS_TERM | 350550-1
2200762 | 1928492555-L | Terminal BCB 0.6 Socket 0.35-0.5 | PCS | 8 | 2021-05-04 | BOSCH | UNINS_TERM | 1 928 492 555
2200769 | 1869583 | Crimp contact socket size 16 gold | PCS | 5 | 2021-07-21 | AB CONNECTORS | UNINS_TERM | ABCIRP16KLKP3
2200792 | 3437533 | TER_RING_M3_0.5-1.5MM_AWG22-16_UNINSUL | PCS | 100 | 2022-08-19 | PANDUIT | UNINS_TERM | 2-34110-3
2200794 | 66506-9 | CONTACT, CRIMP, PIN, 24-20 AWG, GOLD | PCS | 77 | 2022-11-16 | TE CONNECTIVITY | UNINS_TERM | 66506-9
2200805 | 119-160 | TER_RING_M6_6MM2_UNINSUL | PCS | 25 | 2022-03-30 | RS COMPONENTS | UNINS_TERM | 119-160
2200837 | 962982-1 | Terminal socket pin 2,5mm_wire 1-2,5mm2 | PCS | 104 | 2024-01-15 | TE CONNECTIVITY | UNINS_TERM | 962982-1
2200843 | AT60-204-0490 | Pin Contact, Male, Size 4, 6 AWG, nickel plated | PCS | 253 | 2022-11-29 | AMPHENOL | UNINS_TERM | AT60-204-0490
2200846 | 2-2834067-2 | SOCKET CONTACT_18-22AWG_ WATERPROOF CONN | PCS | 900 | 2022-03-31 | TE CONNECTIVITY | UNINS_TERM | 2-2834067-2
2200847 | 2-2834068-2 | PIN CONTACT_18-22AWG_ WATERPROOF CONN | PCS | 1940 | 2022-03-31 | TE CONNECTIVITY | UNINS_TERM | 2-2834068-2
2200849 | MTC-CH-P | CONTACT, MTC PIN CHROMEL | PCS | 234 | 2023-01-10 | OMEGA | UNINS_TERM | MTC-CH-P
2200855 | 523-C310003614S | Socket contact 0,5mm2 for HVSL 630 | PCS | 5 | 2022-01-19 | AMPHENOL | UNINS_TERM | C310003614
2200860 | 300-83-888 | Contact power 24-20AWG Gold over Nickel male pin | PCS | 4 | 2022-07-29 | TE CONNECTIVITY | UNINS_TERM | 66506-3
2200861 | 488069 | RING TERMINAL_M6_1MM2-2.6MM2_unins | PCS | 1 | 2022-07-29 | TE CONNECTIVITY | UNINS_TERM | 322733
2200866 | 654-SC000044 | Circular terminal socket crimp 18-22AWG | PCS | 8 | 2022-02-04 | AMPHENOL | UNINS_TERM | SC000044
2200871 | FKCP08403 | Stamped and Formed FAKRA Amphenol | PCS | 4930 | 2022-09-30 | AMPHENOL | UNINS_TERM | FKCP08403
2200875 | 880642-2 | TER_RING_M4_AWG17-13_REEL_UNINSUL | PCS | 3643 | 2022-06-29 | TE CONNECTIVITY | UNINS_TERM | 880642-2
2200942 | SVH-41T-P1.1 | Contact Socket AWG20-16 VH series Tin | PCS | 2 | 2024-01-15 | JST | UNINS_TERM | SVH-41T-P1.1
2200943 | 6-62131-3 | Receptacle cluster pin 0.90" AWG18-14 | PCS | 2 | 2024-01-15 | TE CONNECTIVITY | UNINS_TERM | 6-62131-3
2200946 | 821.61.083.11 | CONTACT PIN 1 MM, Size 23/17, 0,03-0,34mm2, brass | PCS | 20 | 2024-01-15 | TE CONNECTIVITY | UNINS_TERM | 61.083.11
2200947 | 1731121090 | D-Sub Contacts FCT SIGNSTAMPED RCPT CRP 20-24AWG | PCS | 9 | 2024-01-15 | MOLEX | UNINS_TERM | 1731121090
2200948 | A31909CT-ND - Cut Tape (CT) | D-Sub, Pin contact, 20DF, 28-24AWG, Amplimite | PCS | 19 | 2024-01-15 | TE CONNECTIVITY | UNINS_TERM | 1658540-4
2200949 | 74200600 | Crimp contact M23, Au, 0,14-1,00mm2, female | PCS | 89 | 2024-01-15 | LAPPKABEL | UNINS_TERM | 74200600
2200950 | 821.60.159.11 | Contact, socket 1mm, Size 17, 0,5-1,5mm2 | PCS | 20 | 2024-01-15 | TE CONNECTIVITY | UNINS_TERM | 60.159.11
2200951 | 821.60.205.11 | Contact, socket 0,6mm, Size 17, 0,14-0,5mm2 | PCS | 18 | 2024-01-15 | TE CONNECTIVITY | UNINS_TERM | 60.205.11
2200952 | RSRF A5-16 | TERMINAL_LUG_M5_16 mm2 | PCS | 100 | 2023-10-26 | PÜPLICHHUISEN | UNINS_TERM | RSRF A5-16
2201033 | 538-19221-0420 | TERMINAL_LUG_M6_50mm2 | PCS | 3 | 2023-10-25 | MOLEX | UNINS_TERM | 19221-0420
2201035 | KRTS 120-8 | Cable LUG 120mm2 M8 narrow | PCS | 43 | 2023-10-25 | NELCO | UNINS_TERM | KRTS 120-8
29035612 | 29035612 | NUT RETAINER TYPE C | PCS | 2190 | 2022-05-16 | SP MOULDING | ACCESSORY | 29035612
29257562 | 410239 | CABLE HOLDER FOR LCTU | PCS | 3 | 2022-05-03 | DEHN + SÖHNE | ACCESSORY | 410239
3100044 | 302-81-205 | RED LED 24…60 VDC W.PROT.DIODE (STD, A1+, A2-) | PCS | 8 | 2018-09-27 | TE CONNECTIVITY | SEN_DI_RST | 5-1415539-3 (PTML0060)
3100054 | 9339779 | 1K OHM RESISTOR 0.5W METAIL FILM, 350VDC, -55/155C | PCS | 26 | 2021-10-19 | MULTICOMP | SEN_DI_RST | MF50
3100055 | 9469214 | Resistor 5.36 kOhm, Metal Film, 0.6W, 1% | PCS | 9 | 2021-08-18 | VISHAY | SEN_DI_RST | MRS25000C5361FCT00
3100056 | 160-59-235 | Resistor 6.8K Ohm, Metal Film | PCS | 68 | 2018-06-07 | VISHAY | SEN_DI_RST | MBB02070C6801FCT00
3100057 | 9465324 | Resistor 1.4K Ohm, 0.6W, 1%, Metal Film, 250VDC | PCS | 34 | 2018-06-06 | VISHAY | SEN_DI_RST | MRS25000C1401FCT00
3100059 | 9340572 | Resistor 4.3K Ohm, 0,5W, 1%, Metal Film | PCS | 18 | 2018-06-06 | MULTICOMP | SEN_DI_RST | MF50 4K3
3100062 | 7T.81.0.000.2303 | Enclosure internal thermostat | PCS | 4 | 2018-06-30 | FINDER | SEN_DI_RST | 7T.81.0.000.2303
3100063 | 3NW8004-1 | CYLINDRICAL FUSE A.M. ACC. TO FRENCH STD (NFC) | PCS | 2 | 2016-06-08 | SIEMENS | SEN_DI_RST | 3NW8004-1
3100064 | 5SE2332 | NEOZED-FUSE LINK 400V GL/GG,GR.D02, 32A, | PCS | 27 | 2018-10-31 | SIEMENS | SEN_DI_RST | 5SE2332
3100065 | 5SE2320 | NEOZED FUSE LINK 400V GL, SIZE D02, 20A | PCS | 4 | 2015-05-14 | SIEMENS | SEN_DI_RST | 5SE2320
3100067 | 4140840 | System light LED, with 40 LEDs 530 mm | PCS | 3 | 2021-11-12 | RITTAL | SEN_DI_RST | 4140840
3100097 | 02103-4-7320 | Capacitor 2,5uF with leads and nut | PCS | 9 | 2019-01-25 | EBM PAPST | SEN_DI_RST | 02103-4-7320
3100098 | FINDER 7T.81.0.000.2401 | Panel thermostat for Heating (-20...+40)°C | PCS | 6 | 2019-01-23 | FINDER | SEN_DI_RST | 7T.81.0.000.2401
3100100 | FM0103-SS-PN/K | VORTEX FLOWMETER 4-40L/MIN | PCS | 10 | 2018-03-27 | KOFLOC | SEN_DI_RST | FM0103-SS-PN/K
3100101 | 4600520 | INDUCTIVE SENSOR Bi1,5U-EG08-AP6X-V1131 | PCS | 50 | 2018-04-25 | HANS TURCK GMBH & CO.KG | SEN_DI_RST | 4600520
3100114 | ALTERNATIVE | PRESSURE TRANSMITTER PCRB 0-4,0 BAR G1/4 | PCS | 5 | 2018-01-31 | BAUMER GROUP | SEN_DI_RST | PCRB 0..4,0 BAR G1/4
3100115 | 11046261 | CONNECTOR PLUG F (14C) M12x1 L=5m | PCS | 29 | 2018-01-31 | BAUMER GROUP | SEN_DI_RST | 11046261
3100144 | 205-886 | LED IND. 230V AC, WHITE 16MM | PCS | 4 | 2022-04-27 | RS COMPONENTS | SEN_DI_RST | 205-886
3100145 | 208986 | LED IND. 110V AC, WHITE 16MM | PCS | 4 | 2016-02-29 | RS COMPONENTS | SEN_DI_RST | 208-986
3100155 | 00437032 | Conductive 2-Electrode Conductivity Sensor | PCS | 4 | 2016-06-08 | JUMO | SEN_DI_RST | 00437032
3100168 | HM-5050-60-WHm | LED CHAIN_12V_14.4W/m_width 10mm_COOL WHITE | M | 13 | 2022-11-11 | HAMI OPTO TECHNOLOGY | SEN_DI_RST | HM-5050-60-WHM
3100187 | CN32PT-330 | controller_pressure monitor_door mount | PCS | 10 | 2017-03-14 | OMEGA | SEN_DI_RST | CN32PT-330
3100190 | DL1CF220 | clear neon bulb with BA9s base_230V_2.6W | PCS | 1 | 2017-11-28 | SCHNEIDER | SEN_DI_RST | DL1CF220
3100196 | 170-03-643 | DIODE 1N 5404 400V/ 3A | PCS | 4 | 2018-03-22 | ON SEMICONDUCTOR | SEN_DI_RST | 1N5404RLG
3100242 | 14T21 NEW STYLE L25C J1736 | 14T series moisture resistant temperature control | PCS | 3 | 2017-10-20 | EMERSON | SEN_DI_RST | 14T21 NEW STYLE L25C J1736
3100246 | 1219065 | CAPASITOR, 10uF 400VAC | PCS | 5 | 2018-11-22 | DUCATI ENERGIA | SEN_DI_RST | 4.16.26.10.64
3100250 | 99285-4-7320 | Capacitor 6uF with leads and nut | PCS | 98 | 2019-05-23 | EBM PAPST | SEN_DI_RST | 99285-4-7320
3100266 | 2008560 | Flush Indicator Panel Mount LED Green 14mm 24VDC | PCS | 4 | 2019-03-25 | APEM | SEN_DI_RST | Q14F3CXXG24E
3100268 | 707-8154 | RESISTOR 120R 5% 0.5W | PCS | 2 | 2018-06-01 | RS COMPONENTS | SEN_DI_RST | 707-8154
3100301 | 21EN-15 T044 | SNAP SWITCH 170DEG.C VERT TERM | PCS | 20 | 2020-08-19 | NGT CONTROLS INC. | SEN_DI_RST | 21EN-15 T044
3100302 | 339-308A | SNAP SWITCH 70 DEG. C | PCS | 20 | 2018-06-13 | HONEYWELL | SEN_DI_RST | 2455R 82-195 L70C
3100307 | 0430700000 | FUSE CERAMIC 1A 20x5 250V_QUICK-ACTING | PCS | 30 | 2019-03-25 | WEIDMÜLLER | SEN_DI_RST | 0430700000
3100308 | RZB-451158.002 | Lighting Cabinet - 230VAC - 13W - 836mm | PCS | 11 | 2018-10-31 | RZB | SEN_DI_RST | 451158.002
3100320 | PSE540-01 | PRESS SENSOR 0-1000KPA R1/8 | PCS | 1 | 2018-06-18 | SMC | SEN_DI_RST | PSE540-01
3100322 | TST2AUK03 | GAS BOX THERMOCOUPLE TST | PCS | 3 | 2019-03-11 | WATLOW | SEN_DI_RST | TST2AUK03
3100369 | A1t1112NR | SOLENOID VALVE DRYER A1T1112NR 70/250V | PCS | 5 | 2021-11-18 | OMAL | SEN_DI_RST | A1T1112NR
3100372 | 137-2363 | Capacitor AC film 8mF_900V_PP +/-5% | PCS | 5 | 2019-03-27 | KEMET | SEN_DI_RST | C4AEOBU4800A12J
3100373 | 160-59-291 | Resistor 1MOhm_0.6W_+-1% tolerance axial | PCS | 7 | 2019-03-27 | VISHAY | SEN_DI_RST | MBB02070C1004FCT00
3100377 | HR0400101 SL359 | Sensor cable M8 straight 4pos 10m | PCS | 8 | 2019-07-19 | ALPHA WIRE | SEN_DI_RST | HR0400101 SL359
3100397 | ZBVB4 | Red light block for 22mm head 24V screw | PCS | 1 | 2019-03-27 | SCHNEIDER | SEN_DI_RST | ZBVB4
3100421 | AC05-330R-5% | RESISTOR 330R 5W AC05-330E | PCS | 74 | 2022-07-11 | VISHAY | SEN_DI_RST | AC05000003300JAC00
3100424 | 9902023098 | green LED + Varistor Module 99 series coil ind. | PCS | 17 | 2022-07-11 | FINDER | SEN_DI_RST | 99.02.0.230.98
3100446 | 170-00-191 | RECTIFIER 24VAC - 24VDC | PCS | 14 | 2019-10-31 | DIOTEC | SEN_DI_RST | KBPC10/15/2501FP
3100456 | 3541552 | RESISTOR 1.4K OHMS 1/2W 1% | PCS | 193 | 2022-11-03 | KOA SPEER | SEN_DI_RST | MFS1/2DCT52R1401F
3100473 | 71-CMF655K0000FKEB | Metal film resistor 5kohm 1.5W 1% | PCS | 7 | 2019-11-18 | VISHAY | SEN_DI_RST | CMF655K0000FKEB
3100525 | 133-07-881 | LED, Blue, 240V, Panel Mount 14mm, IP67 | PCS | 2 | 2020-10-05 | APEM | SEN_DI_RST | Q14F1CXXB220E
3100572 | 1KOK9211003DGVA+XXXXX | THERM SNAP SW 110 DEG | PCS | 2 | 2021-05-06 | EAW RELAISTECHNIK | SEN_DI_RST | 1KOK9211003DGVA+XXXXX
3100577 | 72-AY1102M37Y5UC63L0 | Cap, Ceramic, THT, 1000pF, 760Vac, Y5U, ±20% | PCS | 5 | 2021-08-10 | VISHAY | SEN_DI_RST | AY1102M37Y5UC63L0
3100581 | 1306687 | Resistor 500Ohm MC 1% 5W +-1% | PCS | 28 | 2021-07-13 | MULTICOMP | SEN_DI_RST | MC14712
3100636 | XB5AVB3 | Light 22mm green LED 24V AC/DC | PCS | 5 | 2022-07-11 | SCHNEIDER | SEN_DI_RST | XB5AVB3
3100637 | XB5AVB4 | Light 22mm red LED 24V AC/DC | PCS | 3 | 2022-07-11 | SCHNEIDER | SEN_DI_RST | XB5AVB4
3100638 | XB4BVM6 | Signal lamp 22mm LED BLUE 230VAC | PCS | 6 | 2022-07-31 | SCHNEIDER | SEN_DI_RST | XB4BVM6
3100663 | PR-10L-3-100-3/16-2 | RTD Probe -50/250C 3wire 3/16 PT100Ohm 2inch | PCS | 3 | 2022-11-24 | OMEGA | SEN_DI_RST | PR-10L-3-100-3/16-2
3100669 | 301-55-414 | RESISTOR 510 Ohm 0,6W 1% | PCS | 252 | 2022-12-30 | RND COMPONENTS | SEN_DI_RST | 155M207F510RTKRTB5K0
3100670 | 301-55-281 | RESISTOR 15K Ohm 0,6W 1% | PCS | 246 | 2022-12-30 | RND COMPONENTS | CONNECTORS | 155M207F15K0TKRTB5K0
3100680 | P-M-A-3/16-50-T-1.2M-3W | CLASS A PT100, 3/16'', 50MM, 1.2M TEFLON, 3 WIRE | PCS | 6 | 2024-01-23 | OMEGA | SEN_DI_RST | P-M-A-3/16-50-T-1.2M-3W
3100703 | ZBVB1 | Light block, white, for head 22mm, 24V AC/DC | PCS | 1 | 2023-05-30 | SCHNEIDER | SEN_DI_RST | ZBVB1
3100725 | 6348912 | LED module with integrated LED 24 V AC/DC, green | PCS | 3 | 2023-10-26 | SIEMENS | SEN_DI_RST | 3SU1401-1BB40-3AA0
3100726 | 6348904 | LED module with integrated LED 24 V AC/DC, Yellow | PCS | 3 | 2023-10-26 | SIEMENS | SEN_DI_RST | 3SU1401-1BB30-3AA0
3100727 | 6348882 | LED module with integrated LED 24 V AC/DC, white | PCS | 8 | 2023-10-26 | SIEMENS | SEN_DI_RST | 3SU1401-1BB60-3AA0
3100729 | 6348971 | Ilum. pushbutton, 22 mm, round, plastic, white | PCS | 2 | 2023-10-26 | SIEMENS | SEN_DI_RST | 3SU1001-0AB60-0AA0
3100731 | 3871894 | Varistor and LED, 24VAC/DC | PCS | 1 | 2023-10-25 | MURRELEKTRONIK | SEN_DI_RST | 9126182
3200044 | S55663-J850-A100 | Climatix POL985.00/STD_Extension module 26 I/Os | PCS | 8 | 2019-01-23 | SIEMENS | CNT_TRAN_S | POL985.00/STD
3200045 | S55843-Z985-F100 | Climatix POL098.55/STD_Connector Set for POL985 | PCS | 6 | 2019-01-23 | SIEMENS | CNT_TRAN_S | POL098.55/STD
3200068 | BPZ:POL094.E6/STD | Connector Set for POL94E.0 CLIMATIX | PCS | 5 | 2019-01-23 | SIEMENS | CNT_TRAN_S | POL094.E6/STD
3200076 | 1057144 | Suppression 115VAC Varistor_14mm | PCS | 3 | 2018-11-22 | LITTELFUSE | CNT_TRAN_S | V180ZA10P
3200077 | 2762795 | Suppression 110V Transorb | PCS | 4 | 2018-11-22 | LITTELFUSE | CNT_TRAN_S | 1.5KE200A
3200093 | CKF-337 | PHASE CONTRO RELAY THREE PHASE | PCS | 4 | 2019-02-08 | F&F | CNT_TRAN_S | CKF-337
3200103 | S55663-J690-A100 | Climatix POL96U.00/STD_Control module | PCS | 7 | 2018-07-26 | SIEMENS | CNT_TRAN_S | S55663-J690-A100
3200130 | EEPM2BA | Programming memory module VFD | PCS | 11 | 2017-04-20 | LENZE AC TECH | CNT_TRAN_S | EEPM2BA
3200204 | POL871.72/STD | Climatix PLC, HMI, POL871.72/STD | PCS | 1 | 2018-06-20 | SIEMENS | CNT_TRAN_S | POL871.72/STD
3200212 | 6ES7131-4BD01-0AB0 | 4DI DC24V Electronics module for Simatic DP ET200S | PCS | 4 | 2018-06-29 | SIEMENS | CNT_TRAN_S | 6ES7131-4BD01-0AB0
3200216 | 6ES7193-4CB00-0AA0 | 5 terminal module TM-E15S23-01 for ET 200S | PCS | 3 | 2018-06-29 | SIEMENS | CNT_TRAN_S | 6ES7193-4CB00-0AA0
3200217 | 6ES7193-4CB20-0AA0 | 5 terminal module TM-E15S24-01 for ET 200S | PCS | 4 | 2018-06-29 | SIEMENS | CNT_TRAN_S | 6ES7193-4CB20-0AA0
3200218 | 6ES7193-4CC20-1AA0 | 5 terminal module TM-P15S23-A1 for ET 200S (AUX) | PCS | 4 | 2018-06-29 | SIEMENS | CNT_TRAN_S | 6ES7193-4CC20-1AA0
3200248 | POL904.00/STD | BACnet MS/TP communication module | PCS | 13 | 2018-10-31 | SIEMENS | CNT_TRAN_S | POL904.00/STD
3200276 | 2982760 | Solid-state relay module 24VDC_out 230VAC_2A | PCS | 2 | 2018-11-09 | PHOENIX | CNT_TRAN_S | 2982760
3200334 | 25AA4P8N114 | PowerFlex 520-Series AC Drive | PCS | 1 | 2019-05-03 | ALLEN BRADLEY | CNT_TRAN_S | 25A-A4P8N114
3200337 | 5069IB16F | 5069 Compact I/O 16 Channel Fast 24VDC Sink I Mod. | PCS | 4 | 2021-05-04 | ALLEN BRADLEY | CNT_TRAN_S | 5069-IB16F
3200377 | 124361 | KL6041 RS422 RS485 INTERFACE | PCS | 2 | 2019-11-27 | BECKHOFF | CNT_TRAN_S | KL6041
3200388 | 6386482 | BaseUnit BU15-P16+A0+2D, BU type A0 | PCS | 10 | 2023-10-26 | SIEMENS | CNT_TRAN_S | 6ES7193-6BP00-0DA0
3200390 | 6386490 | BaseUnit BU15-P16+A0+2B, BU type A0 | PCS | 8 | 2023-10-26 | SIEMENS | CNT_TRAN_S | 6ES7193-6BP00-0BA0
3200438 | 1521850000 | Terminal_Push-In_2.5mm_2C_800V_24A_Dark beige | PCS | 30 | 2022-04-30 | WEIDMÜLLER | CNT_TRAN_S | 1521850000
3200441 | 46.52.9.072.0000T | Relay_2pol_8A_72VDC | PCS | 1 | 2022-08-04 | FINDER | CNT_TRAN_S | 46.52.9.072.0000T
3200442 | 553490720000T | Relay 4Pole 7A_72VDC | PCS | 3 | 2022-08-04 | FINDER | CNT_TRAN_S | 55.34.9.072.0000T
3200443 | 563490720000T | Relay 4Pol 12A_72VDC | PCS | 3 | 2022-08-04 | FINDER | CNT_TRAN_S | 56.34.9.072.0.0.0.0T
3200448 | 94.04.7SMA | Relay socket metal clip white | PCS | 3 | 2022-08-04 | FINDER | CNT_TRAN_S | 94.04.7 SMA
3200617 | 623-2643102002 | Ferrite Core 235 ohm_28.6 mmx12.8mmx25.9mm OD | PCS | 424 | 2022-04-05 | FAIR-RITE | CNT_TRAN_S | 2643102002
3200650 | 1SAM201910R1001 | Shunt trip 20-24V | PCS | 2 | 2022-03-18 | ABB | CNT_TRAN_S | 1SAM201910R1001
3200670 | XR77CX-5N7C3 | Cooling controller 230VAC with buzzer | PCS | 17 | 2022-07-11 | DIXELL | CNT_TRAN_S | XR77CX-5N7C3
3200684 | 750-362 | Fieldbus Coupler Modbus TCP; 4th generation | PCS | 147 | 2022-11-22 | WAGO | CNT_TRAN_S | 750-362
3200706 | 301-34-222 | Power supply modular 350.4W 48VDC 7.3A | PCS | 6 | 2022-07-01 | MEAN WELL | CNT_TRAN_S | UHP-350-48
3200717 | CJ2M-CPU11 | CPU unit 2560points_5K steps | PCS | 19 | 2022-12-21 | OMRON | CNT_TRAN_S | CJ2M-CPU11
3200718 | CJ1W-DRM21 | Device net unit DRM21 | PCS | 19 | 2022-12-21 | OMRON | CNT_TRAN_S | CJ1W-DRM21
3200824 | 6386440 | SIMATIC ET 200SP, PROFINET bundle IM, IM 155-6PN | PCS | 3 | 2023-10-26 | SIEMENS | CNT_TRAN_S | 6ES7155-6AA00-0BN0
3200825 | 6386563 | SIMATIC ET 200SP_Digital input module_DI 8x 24VDC | PCS | 6 | 2023-10-26 | SIEMENS | CNT_TRAN_S | 6ES7131-6BF01-0BA0
3200826 | 6386695 | SIMATIC DP_ module for ET 200SP_8x24VDC | PCS | 5 | 2023-10-26 | SIEMENS | CNT_TRAN_S | 6ES7136-6BA00-0CA0
3200827 | 6386580 | SIMATIC ET 200SP_digital output module_DQ 8x24VDC | PCS | 5 | 2023-10-26 | SIEMENS | CNT_TRAN_S | 6ES7132-6BF00-0BA0
3200828 | 6386709 | SIMATIC DP_module for ET 200SP_4x24VDC | PCS | 3 | 2023-10-25 | SIEMENS | CNT_TRAN_S | 6ES7136-6DB00-0CA0
3200836 | 8681937 | SIMATIC S7-1500 Failsafe Software Controller | PCS | 1 | 2023-10-26 | SIEMENS | CNT_TRAN_S | 6ES7672-7FC01-0YA0
3200842 | 5927110 | SINAMICS SHIELD CONNECTION SHEET FOR 300 MM LINE/M | PCS | 2 | 2023-10-25 | SIEMENS | CNT_TRAN_S | 6SL3162-1AH00-0AA0
3200844 | 5910005 | SINAMICS SMC30 Sensor Module For incremental encod | PCS | 2 | 2023-10-25 | SIEMENS | CNT_TRAN_S | SMC30 // 6SL3055-0AA00-5CA2
4100007 | 1169211 | RLY BASE SR2P05 8 PIN DIN 250V | PCS | 41 | 2015-05-29 | FINDER | CONNECTORS | 90.26SMA
4100109 | R125153000 | Connector SMA Coaxial | PCS | 49 | 2014-01-06 | RADIALL | CONNECTORS | R125153000
4100133 | 769-103/021-000 | 3 pole female connector with locking | PCS | 12 | 2024-01-17 | WAGO | CONNECTORS | 769-103/021-000
4100137 | 2576125 | Connector SMS10P3 | PCS | 2 | 2018-09-27 | SOURIAU | CONNECTORS | SMS10P3
4100140 | 10-101033-13 | FILLER PLUG | PCS | 204 | 2018-09-30 | VEAM | CONNECTORS | 10-101033-13
4100141 | 09060019905 | CODING PIN D20 | PCS | 500 | 2015-02-04 | HARTING | CONNECTORS | 09060019905
4100145 | 2713476 | HOUSING, ME MAX 22, 5 U-U1 KMGY | PCS | 70 | 2015-02-06 | PHOENIX | CONNECTORS | 2713476
4100155 | GDM2011.BLACK | CONNECTOR,3W SOLENOID, 2+E, PG11, black | PCS | 15 | 2014-04-21 | HIRSCHMANN | CONNECTORS | GDM2011.BLACK
4100165 | 1010000000 | Earth terminal, Rated cross-sec: 2.5 mm², WPE 2.5 | PCS | 298 | 2018-11-09 | WEIDMÜLLER | CONNECTORS | 1010000000
4100166 | 1021500000 | Terminal block 2.5mm²_screw_WDK 2.5 | PCS | 326 | 2019-03-25 | WEIDMÜLLER | CONNECTORS | 1021500000
4100167 | 1010500000 | Terminal_PE_Screw 35 mm²_WPE 35_G/Y | PCS | 36 | 2018-10-31 | WEIDMÜLLER | CONNECTORS | 1010500000
4100171 | 1020000000 | Terminal block_2.5 mm²; WDU 2.5_screw_beige | PCS | 29 | 2018-11-09 | WEIDMÜLLER | CONNECTORS | 1020000000
4100172 | 1036300000 | Terminal block_2.5 mm²_screw_G/Y_WDK 2.5 PE | PCS | 100 | 2018-11-09 | WEIDMÜLLER | CONNECTORS | 1036300000
4100173 | 1029900000 | Terminal block_distr_2.5 mm²_screw_WDL 2.5/N/L/PE | PCS | 50 | 2018-11-09 | WEIDMÜLLER | CONNECTORS | 1029900000
4100194 | 3031270 | Double-level spring-cage terminal block - STTB 2.5 | PCS | 50 | 2022-06-09 | PHOENIX | CONNECTORS | 3031270
4100199 | 1SNA115479R2300 | Double Layer Terminal Block PIK 4NK Grey | PCS | 100 | 2014-09-26 | KLEMSAN | CONNECTORS | 319 129
4100200 | 2002-1491 | END & INTERMEDIATE PLATE | PCS | 51 | 2019-10-31 | WAGO | CONNECTORS | 2002-1491
4100202 | 405-3 | Quick connector strip 6.3 mm adaptor | PCS | 39 | 2018-07-10 | CARROLL | CONNECTORS | H1158 (885)
4100204 | 2002-1411/1000-411 | Double Layer Diode Terminal With 1N4007 Diode | PCS | 47 | 2018-09-27 | WAGO | CONNECTORS | 2002-1411/1000-411
4100205 | 1010400000 | Screw Connection terminal, 16 mm², WPE 16 | PCS | 1 | 2014-11-19 | WEIDMÜLLER | CONNECTORS | 1010400000
4100213 | 1893708 | PHOENIX ZEC 1,0/ 4-ST-3,5 C1 R1,4 | PCS | 6 | 2019-01-23 | PHOENIX | CONNECTORS | 1893708
4100218 | 1SNA160496R2600 | Mini term. block _EN500045 Din rail, EARTH 4 mm2 | PCS | 6 | 2021-04-12 | ABB | CONNECTORS | 1SNA160496R2600
4100264 | 2918173 | DIN connector | PCS | 5 | 2022-10-14 | MOLEX | CONNECTORS | 12102-30433
4100316 | 264-701 | TERMINAL BLOCK MINI 2-POS GY 2,5MM2 | PCS | 7 | 2018-01-31 | WAGO | CONNECTORS | 264-701
4100317 | 264-721 | TERMINAL BLOCK MINI 4-POS GY 2,5MM2 | PCS | 78 | 2018-01-31 | WAGO | CONNECTORS | 264-721
4100318 | 264-727 | TERMINAL BLOCK MINI 4-POS GY/YE 2,5MM2 | PCS | 14 | 2018-01-31 | WAGO | CONNECTORS | 264-727
4100325 | 770-507/047-000 | WINPCSA VALVE 7-POS 8-15MM | PCS | 145 | 2017-06-09 | WAGO | CONNECTORS | 770-507/047-000
4100327 | 770-744 | WINPCSA PCSECKER SNAP-IN 4P GRAY | PCS | 3 | 2017-06-07 | WAGO | CONNECTORS | 770-744
4100357 | 3211861 | PT 4-HESI (5X20) | PCS | 84 | 2024-01-15 | PHOENIX | CONNECTORS | 3211861
4100388 | 1084674 | CONNECTOR PLUG, MALE, D-SUB 25 WAY_3A_SOLDER | PCS | 5 | 2022-10-06 | MULTICOMP | CONNECTORS | 5501-25PA-02-F1
4100389 | 870-831 | TERM BLOCK 4-COND WAGO 870-831 | PCS | 59 | 2018-11-22 | WAGO | CONNECTORS | 870-831
4100390 | 870-837 | TERM BLOCK 4-COND G/Y WAGO 870-837 | PCS | 53 | 2018-11-22 | WAGO | CONNECTORS | 870-837
4100407 | GDM2A | CONNECTOR DIN VALVE GDM2A | PCS | 27 | 2015-09-07 | SMC | CONNECTORS | GDM2A
4100417 | 3040274 | Plug_SP 2,5/ 3_spring connection_grey | PCS | 47 | 2024-01-12 | PHOENIX | CONNECTORS | 3040274
4100418 | 2022-2231 | terminal block_double deck_push_in_grey | PCS | 510 | 2018-11-22 | WAGO | CONNECTORS | 2022-2231
4100419 | 2022-2237 | terminal block_double-deck_ground_2,5mm2_G/Y | PCS | 9 | 2018-11-22 | WAGO | CONNECTORS | 2022-2237
4100420 | 2022-105/144-000 | Plug_5way_female_AWG22-12_Grey | PCS | 22 | 2018-11-22 | WAGO | CONNECTORS | 2022-105/144-000
4100421 | 2022-104/143-000 | Plug_4way_female_AWG22-12_Grey | PCS | 32 | 2018-11-22 | WAGO | CONNECTORS | 2022-104/143-000
4100422 | 2022-103/143-000 | Plug_3way_female_AWG22-12_Grey | PCS | 72 | 2018-11-22 | WAGO | CONNECTORS | 2022-103/143-000
4100423 | 2022-102/142-000 | Plug_2way_female_AWG22-12_Grey | PCS | 270 | 2018-11-22 | WAGO | CONNECTORS | 2022-102/142-000
4100424 | 859-110 | Terminal block_empty case 6mm_5_term | PCS | 9 | 2018-11-22 | WAGO | CONNECTORS | 859-110
4100430 | 280-601 | TERMINAL BLOCK 0,08-2,5mm2_Grey | PCS | 5 | 2017-06-07 | WAGO | CONNECTORS | 280-601
4100431 | 280-678 | TERMINAL BLOCK_SHIELD_0.08-2.5mm²_White | PCS | 43 | 2017-06-07 | WAGO | CONNECTORS | 280-678
4100437 | 610-0500 | PLUG,5 PIN,DIN,INLINE | PCS | 2 | 2016-07-21 | DELTRON | CONNECTORS | 610-0500
4100438 | 650-0500 | SOCKET 5 PIN DIN CIRC PNL MTG | PCS | 1 | 2015-12-18 | DELTRON | CONNECTORS | 650-0500
4100440 | 1188980 | ECOMATE CONNECTOR 4 POS FEMALE | PCS | 29 | 2016-08-31 | AMPHENOL | CONNECTORS | C016 20D003 110 10
4100441 | 14402584 | ECOMATE CONNECTOR 4 POS MALE_BLACK | PCS | 5 | 2016-02-10 | AMPHENOL | CONNECTORS | C016 20H003 110 12
4100452 | 3154964 | Z10-1 END TERMINATION BLOCK | PCS | 14 | 2017-04-05 | RS COMPONENTS | CONNECTORS | 315-4964
4100475 | 1020080000 | Terminal block_2.5 mm²; WDU 2.5_screw_blue | PCS | 2 | 2018-06-30 | WEIDMÜLLER | CONNECTORS | 1020080000
4100476 | 3210208 | Terminal block PT 2,5-Quattro - TG | PCS | 50 | 2016-05-03 | PHOENIX | CONNECTORS | 3210208
4100479 | MTP-K-M | 3-prong male connector type K_yellow | PCS | 91 | 2023-08-21 | OMEGA | CONNECTORS | MTP-K-M
4100484 | 1712386 | CON_MOD RJ12_6 POS 6 COND_MALE_NAT_POL/LOCK_FLAT | PCS | 37 | 2020-01-31 | MULTICOMP | CONNECTORS | 7001-6P6C
4100489 | 1SNA115116R0700 | M4/6 Screw Clamp Terminal Blocks_Feed-through_Grey | PCS | 12 | 2018-08-16 | ENTRELEC | CONNECTORS | 1SNA115116R0700
4100516 | 2775090 | Terminal block_0.2_2.5 mm_UDK 4 BLUE | PCS | 42 | 2022-07-29 | PHOENIX | CONNECTORS | 2775090
4100517 | 2775016 | Terminal block_0.2_2.5 mm2_UDK 4 Grey | PCS | 27 | 2022-07-29 | PHOENIX | CONNECTORS | 2775016
4100518 | FSV-CC #6936600 | M12 male receptacle cap with cable | PCS | 23 | 2017-04-28 | TURCK | CONNECTORS | FSV-CC
4100519 | FK4.4-1/18.25 #6936599 | M12 4 pin female receptacle solder cup with cable | PCS | 10 | 2017-04-28 | TURCK | CONNECTORS | FK4.4-1_18.25
4100520 | 2775184 | Terminal block_0.2_6 mm2_UDK 4 PE | PCS | 47 | 2022-07-29 | PHOENIX | CONNECTORS | 2775184
4100522 | 2063001 | Fem_insert_6Pin_screw_wire protect | PCS | 6 | 2022-07-29 | WALTHER | CONNECTORS | 710106
4100530 | 3583.2 | FEED-THROUGH TERMINALS ZSRK 2,5/2A BEIGE 3583.2 | PCS | 47 | 2017-05-29 | CONTA CLIP | CONNECTORS | 3583.2
4100531 | 3757.2 | END PLATE ZAP-SR BEIGE 3757.2 | PCS | 2 | 2017-05-29 | CONTA CLIP | CONNECTORS | 3757.2
4100535 | 3562.2 | DOUBLE LEVEL TERMINALS ZRKD 2,5 BEIGE 3562.2 | PCS | 1 | 2017-05-29 | CONTA CLIP | CONNECTORS | 3562.2
4100542 | 3581.2 | FEED-THROUGH TERMINALS ZRK 6/2A BEIGE 3581.2 | PCS | 3 | 2017-05-29 | CONTA CLIP | CONNECTORS | 3581.2
4100545 | 25.340.3253.1 | PCB FEM CONN 5.08MM 180°_2 POL BLACK | PCS | 1 | 2017-05-29 | WIELAND | CONNECTORS | 25.340.3253.1
4100546 | 25.340.3653.1 | PCB FEM CONN 5.08MM 180°_6 POL BLACK | PCS | 1 | 2017-05-29 | WIELAND | CONNECTORS | 25.340.3653.1
4100549 | 25.340.3453.1 | PCB FEM CONN 5.08MM 180°_4 POL BLACK | PCS | 46 | 2017-05-29 | WIELAND | CONNECTORS | 25.340.3453.1
4100550 | 25.340.4053.1 | PCB FEM CONN 5.08MM 180°_10 POL BLACK | PCS | 41 | 2017-05-29 | WIELAND | CONNECTORS | 25.340.4053.1
4100562 | 25.340.4653.1 | PCB female connector 5.08mm_180°_SCREW_16pol_black | PCS | 1 | 2017-03-20 | WIELAND | CONNECTORS | 25.340.4653.1
4100563 | 25.340.3653.0 | PCB FEM CONN 5.08MM 180°_6 POL Grey | PCS | 5 | 2017-05-24 | WIELAND | CONNECTORS | 25.340.3653.0
4100564 | 1792810000 | PCB FEM CONN 3.81MM 180°_6 POL Black | PCS | 1 | 2017-05-24 | WEIDMÜLLER | CONNECTORS | 1792810000
4100571 | 1846030000 | PE terminal_95mm2_screw_G/Y WPE 95N/120N | PCS | 14 | 2018-10-31 | WEIDMÜLLER | CONNECTORS | 1846030000
4100572 | 1763940000 | Fuse terminal WTR 2.5/SI | PCS | 125 | 2018-10-31 | WEIDMÜLLER | CONNECTORS | 1763940000
4100580 | 2761826 | D-SUB bus connector_9POS_MALE_two cables_35grad | PCS | 3 | 2017-05-31 | PHOENIX | CONNECTORS | 2761826
4100594 | 09330242701 | Han E 24 Pos. F Insert Screw | PCS | 18 | 2018-08-16 | HARTING | CONNECTORS | 09330242701
4100600 | GDM3009SW | CONN SKT 3P+E DIN43650 TYPE A | PCS | 7 | 2021-06-08 | HIRSCHMANN | CONNECTORS | 931 969-100
4100637 | 55.504.9153.0 | Earth terminal WKM 4 SL / 15/V0 | PCS | 94 | 2017-10-20 | WIELAND | CONNECTORS | 55.504.9153.0
4100638 | 55.504.1053.0 | Feed-through terminal WKM 4 / 15/V0 | PCS | 76 | 2017-10-20 | WIELAND | CONNECTORS | 55.504.1053.0
4100658 | 280-901 | 2-conductor through terminal block_2,5mm2 | PCS | 31 | 2019-06-12 | WAGO | CONNECTORS | 280-901
4100673 | 2CMA101072R1000 | Industrial plug 2P+E_16A_200...250V locking | PCS | 3 | 2018-01-24 | ABB | CONNECTORS | 2CMA101072R1000
4100676 | 9532440000 | Fuse terminal_4 mm²_screw connection | PCS | 8 | 2018-07-25 | WEIDMÜLLER | CONNECTORS | 9532440000
4100677 | 1020300000 | Feed-through terminal, Screw connection, 10 mm² | PCS | 41 | 2018-06-30 | WEIDMÜLLER | CONNECTORS | 1020300000
4100694 | 8WA1011-1DG11 | Through type terminal block_4mm2_32A_800V | PCS | 16 | 2018-06-19 | SIEMENS | CONNECTORS | 8WA1011-1DG11
4100695 | 8WA1011-1SF12 | Fuse terminal block_6.3A_1.5mm2 | PCS | 6 | 2018-06-01 | SIEMENS | CONNECTORS | 8WA1011-1SF12
4100696 | 571-794824-1 | 16P MINI UMNL PLUG HSG | PCS | 52 | 2023-04-13 | TE CONNECTIVITY | CONNECTORS | 794824-1
4100698 | 281-652 | 4-conductor through TERMINAL BLOCK | PCS | 26 | 2022-11-03 | WAGO | CONNECTORS | 281-652
4100702 | 8WA1011-2DG11 | Two tier terminal block_4mm2_32A_690V | PCS | 2 | 2018-06-19 | SIEMENS | CONNECTORS | 8WA1011-2DG11
4100704 | 563930 | 4 POLE Distrubution Block, 80/100 A | PCS | 3 | 2019-07-19 | ERICO | CONNECTORS | 563930
4100716 | 5679800 | RJ45 connector - VS-08-RJ45-5-Q/IP20 | PCS | 7 | 2023-10-26 | PHOENIX | CONNECTORS | 1656725
4100717 | HBL2311S | Hubbell power plug 125V 20A L5-20P safety shroud | PCS | 4 | 2019-07-26 | HUBBELL | CONNECTORS | HBL2311S
4100718 | HBL2731S | Power plug NEMA L16- 30P 480V safety shroud | PCS | 10 | 2019-04-15 | HUBBELL | CONNECTORS | HBL2731S
4100719 | 2751868 | RTD Input Connector 8 pin M12 | PCS | 23 | 2018-03-03 | BULGIN | CONNECTORS | PXMBNI12RPF08APCPG9
4100729 | ABCIRH03T2821PCNF80M32V0 | CONNECTOR ABCIRH03T2821PCNF80M32V0 | PCS | 3 | 2019-11-15 | AB CONNECTORS | CONNECTORS | ABCIRH03T2821PCNF80M32V0
4100731 | 1193899 | PLUG, 5W, AXR/XLR, CABLE MTG_SOLDER | PCS | 7 | 2022-08-18 | DELTRON | CONNECTORS | 701-0500
4100733 | 1689695 | D-SUB 9pin_panel mounting frames_IP67 | PCS | 3 | 2019-04-29 | PHOENIX | CONNECTORS | 1689695
4100740 | 794941-1 | Connector Housing, Mini Universal MATE-N-LOK | PCS | 5 | 2019-08-30 | TE CONNECTIVITY | CONNECTORS | 794941-1
4100741 | 9512420000 | Feed-through terminal_Screw connection_70 mm2_blue | PCS | 6 | 2018-10-31 | WEIDMÜLLER | CONNECTORS | 9512420000
4100746 | 8WA1011-1PG00 | Terminal PE G/Y_4mm2 | PCS | 44 | 2018-06-01 | SIEMENS | CONNECTORS | 8WA1011-1PG00
4100747 | 8WA1204 | Through type terminal 16mm2_beige | PCS | 4 | 2020-01-21 | SIEMENS | CONNECTORS | 8WA1204
4100773 | 144-16-711 | D Sub Connector_15 Contacts_Receptacle_DA | PCS | 2 | 2020-09-18 | TE CONNECTIVITY | CONNECTORS | 5-747909-2
4100828 | 492-648 | 9 Way IDC D-sub Connector 2.77mm Pitch_socket | PCS | 6 | 2018-11-15 | RS COMPONENTS | CONNECTORS | 492-648
4100832 | CLBJL-52Y | RCA connector 16V 2A | PCS | 18 | 2019-11-19 | CLEVER LITTLE BOX | CONNECTORS | CLBJL-52Y
4100836 | 300-11-373 | Terminal PE WPE 70N/35 screw G/Y | PCS | 16 | 2018-10-31 | WEIDMÜLLER | CONNECTORS | 9512200000
4100838 | 26944014 | Terminal shrouds for ATyS p 200A | PCS | 20 | 2018-10-31 | SOCOMEC | CONNECTORS | 26944014
4100844 | DB 16/6 3/4 | Distribution Block 80A DB 16/6 3/4 | PCS | 3 | 2019-03-27 | LINKWELL | CONNECTORS | DB 16/6 3/4
4100876 | 2494010000 | PE terminal_PUSH IN_16mm²_1000V_G/Y | PCS | 4 | 2019-01-29 | WEIDMÜLLER | CONNECTORS | 2494010000
4100878 | 2051180000 | Terminal PUSH IN 4mm² 800V_32A Dark Beige | PCS | 23 | 2023-05-30 | WEIDMÜLLER | CONNECTORS | 2051180000
4100880 | 2051360000 | PE terminal PUSH IN 4mm² G/Y | PCS | 39 | 2023-05-30 | WEIDMÜLLER | CONNECTORS | 2051360000
4100881 | 2469370000 | Double-tier terminal PUSH IN 1.5mm² 16A Dark Beige | PCS | 15 | 2020-10-20 | WEIDMÜLLER | CONNECTORS | 2469370000
4100889 | 8879050000 | Terminal rail outlet RJ45-RJ45 coupler IP20 Cat | PCS | 2 | 2019-03-25 | WEIDMÜLLER | CONNECTORS | 8879050000
4100892 | 3010136 | High-current terminal block - UKH 95 BU | PCS | 1 | 2019-01-23 | PHOENIX | CONNECTORS | 3010136
4100915 | 1011300000 | Fuse terminal 6mm2 6.3A 36V AC/DC | PCS | 45 | 2022-11-03 | WEIDMÜLLER | CONNECTORS | 1011300000
4100939 | 7904180000 | Terminal ZDU 4/3AN | PCS | 41 | 2022-11-03 | WEIDMÜLLER | CONNECTORS | 7904180000
4100940 | 7904170000 | Terminal ZPE 4/3AN PE | PCS | 44 | 2022-11-03 | WEIDMÜLLER | CONNECTORS | 7904170000
4100943 | 09140063001 | Han E module, crimp male | PCS | 8 | 2021-08-31 | HARTING | CONNECTORS | 09140063001
4100944 | 280-681 | 3-conductor through terminal block_2,5mm2 | PCS | 84 | 2019-11-19 | WAGO | CONNECTORS | 280-681
4100945 | 2004-1201 | 2-conductor through terminal block_4mm2 | PCS | 32 | 2019-11-19 | WAGO | CONNECTORS | 2004-1201
4100946 | 280-687 | 3-conductor through terminal block_2,5mm2 GNYE | PCS | 16 | 2019-11-19 | WAGO | CONNECTORS | 280-687
4100959 | 2007678 | Power plug NEMA L16-30P 30A 480V w/o shroud | PCS | 1 | 2019-07-26 | HUBBELL | CONNECTORS | HBL2731
4100986 | MHD45ZK15-DB15P-K | 15 Way D-Sub Plug Connector Kit | PCS | 7 | 2019-11-22 | MH CONNECTORS | CONNECTORS | D45ZK15-DB15P-K
4100997 | 1542952 | Plug straight M12 SPEEDCON_A-coded_4 pos_screw | PCS | 145 | 2022-08-31 | PHOENIX | CONNECTORS | 1542952
4100998 | 1521540000 | Terminal PE push in 2,5mm2 G/Y A4C 2.5 PE | PCS | 8 | 2021-09-30 | WEIDMÜLLER | CONNECTORS | 1521540000
4101001 | 1992110000 | Terminal_Push-In_6mm2_2C_800V_37A_Dark beige | PCS | 40 | 2020-02-03 | WEIDMÜLLER | CONNECTORS | 1992110000
4101003 | 1804917 | PCB connector 3-pole 20A 630V pitch 7.62 mm | PCS | 2 | 2019-07-26 | PHOENIX | CONNECTORS | 1804917
4101004 | 9802720001 | Fuse terminal 2-tier 4mm2 LED 10-36V AC/DC beige | PCS | 9 | 2020-02-29 | WEIDMÜLLER | CONNECTORS | 9802720001
4101044 | 2006-1302 | Terminal block 3-cond._ 6 mm²_push_orange | PCS | 13 | 2021-03-18 | WAGO | CONNECTORS | 2006-1302
4101050 | 011527122 | Terminal block 4ways 4mm2 screw Grey | PCS | 48 | 2019-12-19 | ENTRELEC | CONNECTORS | 011527122
4101092 | 3061583 | 3 WAY 6MM PLUG IN TERM PPH 6/3 | PCS | 34 | 2021-11-19 | PHOENIX | CONNECTORS | 3061583
4101095 | 1258940000 | Cable connector M12 8-pin shielded OD 6-8 mm | PCS | 1 | 2021-11-12 | WEIDMÜLLER | CONNECTORS | 1258940000
4101149 | 1492-WG4 | PE terminal block 4mm2 2C 30A 600V gnye | PCS | 23 | 2020-11-11 | ALLEN BRADLEY | CONNECTORS | 1492-WG4
4101150 | 1492-JD3 | 2-level terminal block 2.5mm2 2C 20A gray | PCS | 86 | 2020-11-11 | ALLEN BRADLEY | CONNECTORS | 1492-JD3
4101151 | 1492-WTF3 | 3-level terminal block 2.5mm2 2C 10A gray | PCS | 14 | 2020-11-11 | ALLEN BRADLEY | CONNECTORS | 1492-WTF3
4101152 | 1492-FB1C30-L | Fuse Holder Class CC 30A 1P 600V with Indicator | PCS | 6 | 2020-11-11 | ALLEN BRADLEY | CONNECTORS | 1492-FB1C30-L
4101181 | 3044173 | Terminal block UT 10 PE | PCS | 2 | 2023-10-25 | PHOENIX | CONNECTORS | 3044173
4101285 | 1424177 | Flush-type PCB socket 8-pos., M12 SPEEDCON_PCB | PCS | 15 | 2021-08-10 | PHOENIX | CONNECTORS | 1424177
4101291 | 1912184 | Printed-circuit board connector 2 pos | PCS | 14 | 2021-05-04 | PHOENIX | CONNECTORS | 1912184
4101297 | 1757145 | CONNECTOR_SCREW_15POS_5.08mm_female_2,5mm2_GREEN | PCS | 5 | 2021-01-15 | PHOENIX | CONNECTORS | 1757145
4101308 | 839-8282 | Connector 7/8-16UN 5P cable mount female screw | PCS | 1 | 2021-03-01 | TURCK | CONNECTORS | B 4151-0/16/DNET
4101313 | 7000-44511-7960100 | M12 male to M12 male_CAT5e cable 4P 1m PUR | PCS | 8 | 2021-02-05 | MURRELEKTRONIK | CONNECTORS | 7000-44511-7960100
4101314 | 7000-44611-0000000 | M12 gender-changer fem/fem D-cod | PCS | 2 | 2021-02-18 | MURRELEKTRONIK | CONNECTORS | 7000-44611-0000000
4101333 | DTC-KI-F | DUAL ELEMENT CONNECTOR IEC | PCS | 3 | 2022-04-13 | OMEGA | CONNECTORS | DTC-KI-F
4101354 | 1786190 | PCB connector_2.5 mm²_4 pos_green | PCS | 30 | 2024-04-09 | PHOENIX | CONNECTORS | 1786190
4101355 | 1786200 | PCB connector_2.5 mm²_5 pos_green | PCS | 95 | 2024-04-09 | PHOENIX | CONNECTORS | 1786200
4101356 | 1786239 | PCB connector_2.5 mm²_8 pos_green | PCS | 35 | 2024-04-09 | PHOENIX | CONNECTORS | 1786239
4101357 | 1757048 | PCB connector_2.5 mm²_5 pos_green | PCS | 158 | 2024-04-09 | PHOENIX | CONNECTORS | 1757048
4101361 | 2CMA102003R1000 | Industrial socket 216EC6 2P+E 16A 200-250V IP44 | PCS | 7 | 2021-05-14 | ABB | CONNECTORS | 2CMA102003R1000
4101369 | 102S1-1B00R | Modular Plug, Short Body, 8/8 PC | PCS | 1920 | 2022-02-10 | TAITEK | CONNECTORS | 102S1-1B00R
4101370 | 281-687 | Terminal block ground 3 conduct 4mm2 G/Y | PCS | 49 | 2021-07-22 | WAGO | CONNECTORS | 281-687
4101378 | 491-223 | CON_AUDIO DIN_SOLDER_6 POS_FEM_XMS Serie_ABS_BR/AG | PCS | 50 | 2021-06-15 | RS COMPONENTS | CONNECTORS | 491-223
4101427 | CKSHF 03 | Insert female 3Pol+PE_10A_400V size 21.21 spring | PCS | 2 | 2021-08-24 | ILME | CONNECTORS | CKSHF 03
4101428 | 420703 Bedia | Connector 4pin ISO 15170 straight for cable | PCS | 4 | 2022-02-28 | BEDIA | CONNECTORS | 420 703
4101429 | 1467560000 | Connector female socket M8 straight | PCS | 1 | 2022-07-07 | WEIDMÜLLER | CONNECTORS | 1467560000
4101430 | 1467550000 | Connector male socket M8 straight | PCS | 1 | 2022-05-20 | WEIDMÜLLER | CONNECTORS | 1467550000
4101458 | CNEF 24 T | FEMALE INSERT, SCREW TERMINAL, 24E(1-24) ILME | PCS | 1 | 2022-03-23 | ILME | CONNECTORS | CNEF 24 T
4101459 | CNEF 24 TN | FEMALE INSERT, SCREW TERMINAL, 24E (25-48) ILME | PCS | 1 | 2022-04-13 | ILME | CONNECTORS | CNEF 24 TN
4101460 | CNEM 24 TN | MALE INSERT, SCREW TERMINAL, 24E(25-48) ILME | PCS | 1 | 2022-04-13 | ILME | CONNECTORS | CNEM 24 TN
4101462 | 2500600 | Connector 3P_1,5mm2 for LED light Black | PCS | 5 | 2022-05-24 | RITTAL | CONNECTORS | SZ 2500.600
4101534 | 3208333 | Terminal block ground PT1,5 4Pos green/yellow | PCS | 60 | 2022-07-18 | PHOENIX | CONNECTORS | 3208333
4101558 | 2002-1301 | Terminal block 3Pos 2.5mm2 push in gray | PCS | 172 | 2022-07-11 | WAGO | CONNECTORS | 2002-1301
4101559 | 2002-1307 | Terminal block 3Pos 2.5mm2 push in G/Y | PCS | 24 | 2022-07-11 | WAGO | CONNECTORS | 2002-1307
4101560 | 2002-2201 | Term block double deck 2,5mm2 gray push in | PCS | 247 | 2022-07-11 | WAGO | CONNECTORS | 2002-2201
4101561 | 2002-2207 | Term block double deck 2,5mm2 G/Y push in | PCS | 39 | 2022-07-11 | WAGO | CONNECTORS | 2002-2207
4101570 | 1424246 | Contact insert module - HC-M-12-PT-M | PCS | 4 | 2022-04-15 | PHOENIX | CONNECTORS | 1424246
4101582 | 750-496 | 8-channel analog input; 0/4 … 20 mA; Single-ended | PCS | 294 | 2022-12-13 | WAGO | CONNECTORS | 750-496
4101586 | 750-530 | 8-channel digital output; 24 VDC; 0.5 A | PCS | 173 | 2022-12-13 | WAGO | CONNECTORS | 750-530
4101587 | 750-600 | End Module | PCS | 146 | 2022-12-13 | WAGO | CONNECTORS | 750-600
4101588 | 750-602 | Power Supply; 24 VDC | PCS | 294 | 2022-12-13 | WAGO | CONNECTORS | 750-602
4101589 | 750-555 | 4-channel analog output; 4 … 20 mA | PCS | 294 | 2022-12-13 | WAGO | CONNECTORS | 750-555
4101593 | 1079073 | Terminal block PTTBV 2,5 double level push in grey | PCS | 10 | 2022-09-01 | PHOENIX | CONNECTORS | 1079073
4101600 | 1078960 | Terminal block PTV 2,5 push in grey | PCS | 30 | 2022-09-01 | PHOENIX | CONNECTORS | 1078960
4101601 | 1088729 | Terminal block PTV 4 push in blue | PCS | 10 | 2022-09-01 | PHOENIX | CONNECTORS | 1088729
4101613 | 1661472 | MAINS PLUG UK BS1363 3A FUSED | PCS | 19 | 2022-12-21 | PRO ELEC | CONNECTORS | 9518 3A BLACK
4101625 | 1521710000 | Terminal push in A4C 2.5mm2 800V 24A RD | PCS | 100 | 2022-12-30 | WEIDMÜLLER | CONNECTORS | 1521710000
4101628 | FK FS 4.5/M12 | Circular M12 connector, 5P, F/M, Feed-Through | PCS | 2 | 2022-10-31 | TURCK | CONNECTORS | FK FS 4.5/M12
4101638 | 2500610 | SZ Jack, for power supply, 2-pole, 24 V DC | PCS | 2 | 2022-10-31 | RITTAL | CONNECTORS | SZ 2500.610
4101650 | 2716729 | Device terminal block - G 10/ 4 | PCS | 9 | 2024-01-15 | PHOENIX | CONNECTORS | 2716729
4101651 | 3244012 | Mini terminal block, 15mm DIN, 0.8-4mm2 | PCS | 41 | 2024-01-15 | PHOENIX | CONNECTORS | 3244012
4101652 | 3244151 | Mini terminal block, 15mm DIN, 0.8-4mm2, Ground | PCS | 44 | 2024-01-15 | PHOENIX | CONNECTORS | 3244151
4101653 | 3274102 | Distribution block - PTFIX 6X2,5-NS15A BU | PCS | 8 | 2024-01-15 | PHOENIX | CONNECTORS | 3274102
4101654 | 3274116 | Distribution block - PTFIX 6X2,5-NS15A VT | PCS | 8 | 2024-01-15 | PHOENIX | CONNECTORS | 3274116
4101810 | 6351174 | Contact module with 1 contact element, 1 NC | PCS | 6 | 2023-10-26 | SIEMENS | CONNECTORS | 3SU1400-1AA10-3HA0
4101812 | 6397468 | Ethernet FastConnect RJ45 plug 180 2x 2, RJ45 | PCS | 2 | 2023-10-26 | SIEMENS | CONNECTORS | 6GK1901-1BB10-2AA0
4101813 | 6397476 | Ethernet FastConnect RJ45 plug 90 2x 2, RJ45 | PCS | 1 | 2023-10-26 | SIEMENS | CONNECTORS | 6GK1901-1BB20-2AA0
4101820 | 6386547 | BaseUnit BU20-P8+A4+0B, BU type F0_push in term. | PCS | 1 | 2023-10-25 | SIEMENS | CONNECTORS | 6ES7193-6BP20-0BF0
4101823 | 3031380 | ST 4-PE - Spring cage ground terminal block | PCS | 4 | 2023-10-25 | PHOENIX | CONNECTORS | 3031380
4101825 | 3247986 | RBO 12-HC - Bolt connection terminal block | PCS | 2 | 2023-10-25 | PHOENIX | CONNECTORS | 3247986
4101826 | 3048195 | USLKG 95 B - Ground terminal | PCS | 6 | 2023-10-25 | PHOENIX | CONNECTORS | 3048195
4200018 | VHR-4N | HOUSING_4 POL_3.96mm_250V_PA6_N type | PCS | 9 | 2024-01-15 | JST | HOUS_COV_S | VHR-4N
4200072 | 280594-0 | AMPMODU 1 RECEPTICAL HOUSING | PCS | 256 | 2018-09-06 | TE CONNECTIVITY | HOUS_COV_S | 280594-0
4200075 | FRCIR03R 28 21P F80 T39 V0 | CON_BAYONET_37pos._INSERT 28-21P | PCS | 6 | 2018-09-06 | ITT CANNON | HOUS_COV_S | FRCIR03R 28 21P F80 T39 V0
4200076 | FRCIR03R-36 B78S F80 T39 V0 | CON_BAYONET_14pos._INSERT 36B-78S | PCS | 6 | 2018-09-06 | ITT CANNON | HOUS_COV_S | FRCIR03R-36 B78S F80 T39 V0
4200077 | FRCIR03R 36 A22S F80 T39 V0 | CON_BAYONET_22pos._INSERT 36A-22S | PCS | 8 | 2018-09-06 | ITT CANNON | HOUS_COV_S | FRCIR03R 36 A22S F80 T39 V0
4200078 | 207017-1 | HOUSING, PLUG, 12 POSITION, METRIMATE | PCS | 7 | 2018-09-06 | TE CONNECTIVITY | HOUS_COV_S | 207017-1
4200079 | FRCIR03R 28 21SW F80 T39 V0 | CON_BAYONET_37pos:_INSERT 28-21SW | PCS | 5 | 2018-09-06 | ITT CANNON | HOUS_COV_S | FRCIR03R 28 21SW F80 T39 V0
4200080 | FRCIR03R-36A-22P F80T39-VO | CON_BAYONET_22pos._INSERT 36A-22P | PCS | 6 | 2018-09-06 | ITT CANNON | HOUS_COV_S | FRCIR03R 36 A22P F80 T39 V0
4200081 | FRCIR03R-22-14-S F80VO-T39 | CON_BAYONET_19pos._INSERT 22-14S | PCS | 3 | 2018-09-06 | ITT CANNON | HOUS_COV_S | FRCIR03R 22 14S F80 T39 V0
4200082 | FRCIR03R 28 21S F80 T39 V0 | CON_BAYONET_37pos:_INSERT 28-21S | PCS | 1 | 2018-09-06 | ITT CANNON | HOUS_COV_S | FRCIR03R 28 21S F80 T39 V0
4200084 | 61030000067 | CRIMP FLANGE | PCS | 13 | 2018-09-06 | HARTING | HOUS_COV_S | 61030000067
4200085 | 61030000055 | CRIMP FERRULE FOR HARTING | PCS | 4 | 2018-09-06 | HARTING | HOUS_COV_S | 61030000055
4200086 | 09140009960 | LOCKING FOR HINGED FRAMES | PCS | 31 | 2022-08-04 | HARTING | HOUS_COV_S | 09140009960
4200119 | DTM04-12PA | DTM RECEPTACLE, 12 WAY | PCS | 8 | 2021-06-08 | DEUTSCH | HOUS_COV_S | DTM04-12PA
4200122 | DTM06-6S | DTM PLUG, 6 WAY | PCS | 3 | 2020-09-04 | DEUTSCH | HOUS_COV_S | DTM06-6S
4200127 | 1862080000 | CONCEPT MODULE CM3-HV MALE | PCS | 4 | 2018-07-10 | WEIDMÜLLER | HOUS_COV_S | 1862080000
4200128 | 1758460000 | PIN FRAME HDC-CR10-3S GR | PCS | 30 | 2018-07-10 | WEIDMÜLLER | HOUS_COV_S | 1758460000
4200129 | 1758380000 | PIN MODULE HDC-CM-5-MC | PCS | 1 | 2018-07-10 | WEIDMÜLLER | HOUS_COV_S | 1758380000
4200131 | 1861920000 | MODULES CRIMP CM5 MALE | PCS | 6 | 2018-07-10 | WEIDMÜLLER | HOUS_COV_S | 1861920000
4200134 | DTMH04-3PA | HOUS_DTMH_3POS_REC_GY_WITH WEDGE LOCK | PCS | 8 | 2021-04-15 | DEUTSCH | HOUS_COV_S | DTMH04-3PA
4200202 | 09050483202 | DIN-Power E048-FC-B | PCS | 21 | 2018-09-27 | HARTING | HOUS_COV_S | 09050483202
4200234 | 09140160313 | MODULAR HINGED FRAME | PCS | 2 | 2022-08-04 | HARTING | HOUS_COV_S | 09140160313
4200302 | DT06-12SC | DT PLUG 12 WAY GREEN | PCS | 22 | 2018-10-11 | DEUTSCH | HOUS_COV_S | DT06-12SC
4200303 | DT06-12SD | DT PLUG 12 WAY BROWN | PCS | 22 | 2018-10-11 | DEUTSCH | HOUS_COV_S | DT06-12SD
4200356 | DTM06 3S | PLUG DEUTSCH DTM06-3S | PCS | 53 | 2018-11-20 | DEUTSCH | HOUS_COV_S | DTM06-3S
4200357 | DTM04 3P | RECEPT DEUTSCH DTM04-3P | PCS | 52 | 2018-12-07 | DEUTSCH | HOUS_COV_S | DTM04-3P
4200360 | 8-968974-1 | HOUSING MCP 2.8, 18 WAY | PCS | 95 | 2022-08-31 | TE CONNECTIVITY | HOUS_COV_S | 8-968974-1
4200364 | 150897 | HOUSING_SUPERSEAL_6 POS_BLACK_FEMALE | PCS | 76 | 2017-09-05 | TE CONNECTIVITY | HOUS_COV_S | 282108-1
4200365 | 42-300064-020 special | Connector M12_female D-coded_ethernet | PCS | 2 | 2018-11-20 | PROVERTHA | HOUS_COV_S | 42-300064-020
4200366 | CST09S | CONNECTOR_D-SUB_DB9_CRIMP_9 POS_FEMALE | PCS | 91 | 2021-05-10 | PROVERTHA | HOUS_COV_S | CST09S
4200367 | 11009DC001 | Shell DB9_angled_for D-SUB | PCS | 691 | 2021-05-04 | PROVERTHA | HOUS_COV_S | 11009DC001
4200385 | 236-3072 | RECEPTACLE_connector_3_WAY_6.7mm_pitch_Nylon | PCS | 34 | 2016-11-23 | MOLEX | HOUS_COV_S | 39-03-6034
4200386 | 1789980000 | HDC insert_Female_1000V_40A_4Way_Axial screw | PCS | 1 | 2022-07-31 | WEIDMÜLLER | HOUS_COV_S | 1789980000
4200387 | 1787500000 | REAR ENTRY HOOD SIZE 3 | PCS | 5 | 2022-07-31 | WEIDMÜLLER | HOUS_COV_S | 1787500000
4200392 | 10909DC001 | Hood metal D-Sub con_9 pos_straight_screw locking | PCS | 161 | 2018-11-20 | PROVERTHA | HOUS_COV_S | 10909DC001
4200441 | 714406 | 6 Pin Protective Cover_IP65 | PCS | 4 | 2022-07-29 | WALTHER | HOUS_COV_S | 714406
4200443 | 144-79-366 | Panel Mount Socket_3_Contacts | PCS | 6 | 2022-07-29 | BULGIN | HOUS_COV_S | PX0412-03S
4200452 | HD36-18-8SN | PLUG CON. SHELL SIZE 18_BAYONET_HD30 SERIES_8 POS | PCS | 6 | 2018-10-16 | DEUTSCH | HOUS_COV_S | HD36-18-8SN
4200453 | HD10-6-12P | RECEPT. SQUARE FLANGE HD10 SERIES_6 POS_GREY | PCS | 9 | 2018-10-16 | DEUTSCH | HOUS_COV_S | HD10-6-12P
4200454 | DT06-12SA-CE02 | DT PLUG 12 WAY PLAIN KEY A_ GREY | PCS | 7 | 2018-10-11 | DEUTSCH | HOUS_COV_S | DT06-12SA-CE02
4200455 | DT04-4P-L012 | RECPT. 4 WAY_ GREY_WITH FLANG | PCS | 9 | 2018-10-10 | DEUTSCH | HOUS_COV_S | DT04-4P-L012
4200464 | DT04-6P-EP13 | connector for automotive DT RECP ASM | PCS | 83 | 2017-08-21 | DEUTSCH | HOUS_COV_S | DT04-6P-EP13
4200470 | 2547123 | Connector 12pole plug | PCS | 1 | 2019-03-31 | BULGIN | HOUS_COV_S | PXP4010/12P/6570
4200474 | 09120080327 | HAN 8/0 BULK HEAD HOUSING PLASTIC | PCS | 7 | 2022-07-29 | HARTING | HOUS_COV_S | 09120080327
4200480 | 2429036 | 15W D TYPE METAL SHELL | PCS | 143 | 2020-10-31 | OSSI | HOUS_COV_S | DTZK15-K
4200481 | 2429037 | 25W D TYPE METAL SHELL | PCS | 50 | 2019-02-15 | OSSI | HOUS_COV_S | DTZK25-K
4200484 | 2429038 | 37W D TYPE METAL SHELL | PCS | 85 | 2018-09-13 | OSSI | HOUS_COV_S | DTZK37-K
4200510 | 19300240528 | Han B Hood Side Entry HC 4 Pegs M40 | PCS | 12 | 2018-08-28 | HARTING | HOUS_COV_S | 19300240528
4200540 | 9642765 | 10 Position MINI UMNL PLUG HSG | PCS | 4 | 2024-03-11 | TE CONNECTIVITY | HOUS_COV_S | 794781-1
4200543 | 794939-1 | 04P MINI UMNL CAP Housing | PCS | 10 | 2019-08-30 | TE CONNECTIVITY | HOUS_COV_S | 794939-1
4200546 | FRCIR03R 28 21PW F80 T39 V0 | CON_BAYONET_37pos:_INSERT 28-21PW | PCS | 5 | 2018-09-06 | ITT CANNON | HOUS_COV_S | FRCIR03R 28 21PW F80 T39 V0
4200565 | 446-0917 | D Sub Backshell_ DA, 45°_ Zinc Body | PCS | 20 | 2018-09-27 | TE CONNECTIVITY | HOUS_COV_S | 5-1478763-2
4200566 | 446-0866 | D Sub Backshell_Vertical_DE, 180°_Zinc Body | PCS | 20 | 2021-04-19 | TE CONNECTIVITY | HOUS_COV_S | 5-1478762-1
4200569 | 09200160301 | HAN 16A CHASSIS HOUSING | PCS | 1 | 2022-02-28 | HARTING | HOUS_COV_S | 09200160301
4200595 | 61030010010 | FULL MET HOOD F. INDUCOM DSUB-9 | PCS | 3 | 2019-09-09 | HARTING | HOUS_COV_S | 61030010010
4200602 | ABCIRHSE06T-22-14PCN-F80-M32V0 | Connector plug RFI ground size22 14pin cont_N | PCS | 30 | 2019-11-19 | AB CONNECTORS | HOUS_COV_S | ABCIRHSE06T2214PCNF80M32V0
4200608 | 09320183001 | HAN EE 18 POS insert male crimp | PCS | 2 | 2022-08-04 | HARTING | HOUS_COV_S | 09320183001
4200671 | 1-1355350-1 | 2 Row 18 Way Cable Mount Socket Housing | PCS | 64 | 2022-06-29 | TE CONNECTIVITY | HOUS_COV_S | 1-1355350-1
4200672 | 1355348-1 | 18 Position Receptacle Housing | PCS | 44 | 2022-06-29 | TE CONNECTIVITY | HOUS_COV_S | 1355348-1
4200676 | 2822638-1 | Connector Housing male 12P | PCS | 20 | 2019-03-27 | TE CONNECTIVITY | HOUS_COV_S | 2822638-1
4200681 | 3394589 | Automotive Connectors 20W MQS RCPT HSG GREEN | PCS | 4 | 2022-06-29 | TE CONNECTIVITY | HOUS_COV_S | 953119-1
4200682 | 3394587 | Automotive Connectors 20W MQS RCPT HSG BROWN | PCS | 4 | 2022-06-29 | TE CONNECTIVITY | HOUS_COV_S | 953119-2
4200704 | 09140033003 | Han male two part terminal 40A 10 mm2 | PCS | 6 | 2022-11-03 | HARTING | HOUS_COV_S | 09140033003
4200705 | 09140423001 | Han DD Quad module male | PCS | 47 | 2022-11-03 | HARTING | HOUS_COV_S | 09140423001
4200712 | 144-01-907 | Mini-Fit Jr. Receptacle Housing_Single Row_3 pos | PCS | 4 | 2021-07-20 | MOLEX | HOUS_COV_S | 39-01-4030
4200725 | 61030000051 | Inducom Crimp ferrule 8 - 9mm | PCS | 70 | 2019-07-10 | HARTING | HOUS_COV_S | 61030000051
4200726 | 61030000064 | Crimp flange for Hood 9-37P 4-5mm | PCS | 74 | 2019-07-10 | HARTING | HOUS_COV_S | 61030000064
4200730 | 455-2475-ND | Connector housing female receptacle 22-pos | PCS | 1 | 2019-07-26 | JST | HOUS_COV_S | PUDP-22V-S
4200732 | 1605809 | Connector M40_socket 2+3+PE | PCS | 6 | 2022-02-04 | PHOENIX | HOUS_COV_S | 1605809
4200737 | 09140240361 | Han hinged frame plus_for 6 modules A-F_size:24B | PCS | 1 | 2021-09-16 | HARTING | HOUS_COV_S | 09140240361
4200739 | 09140083001 | Han EE module, crimp male | PCS | 2 | 2021-09-16 | HARTING | HOUS_COV_S | 09140083001
4200748 | 206036-3 | Circular Connector_CPC Series 1_Recept_16 Pos | PCS | 32 | 2021-12-20 | TE CONNECTIVITY | HOUS_COV_S | 206036-3
4200761 | 300-21-736 | VH connector N-type 2-pos 3.96 mm pitch 10A 250V | PCS | 10 | 2019-07-26 | JST | HOUS_COV_S | VHR-2N
4200778 | CQM12 | Insert male 12pin 10A gray | PCS | 90 | 2022-06-10 | ILME | HOUS_COV_S | CQM12
4200813 | 1-1703843-1 | Housing for male terminals_3 pos_sealable_black | PCS | 3 | 2022-11-29 | TE CONNECTIVITY | HOUS_COV_S | 1-1703843-1
4200815 | 300-48-775 | MOLEX 5557 2 WAY INLINE SOC | PCS | 4 | 2021-07-20 | MOLEX | HOUS_COV_S | 39-01-3028
4200817 | 144-02-002 | MOLEX MINI FIT 3 WAY CONNECTOR | PCS | 4 | 2021-07-20 | MOLEX | HOUS_COV_S | 39-01-4036
4200820 | 167-PXP4010/08S/6570 | Flex Cable Connector_8 pole socket_OD6.5-7mm cable | PCS | 4 | 2019-11-08 | BULGIN | HOUS_COV_S | PXP4010/08S/6570
4200857 | 1587819-1 | PLUG ASSY, KEY A, HVA280-2PHI | PCS | 8 | 2021-11-19 | TE CONNECTIVITY | HOUS_COV_S | 1587819-1
4200877 | HDP24-24-23SE | Hybrid housing for female terminals 23 pos | PCS | 23 | 2024-01-17 | DEUTSCH | HOUS_COV_S | HDP24-24-23SE
4200925 | 301-57-684 | Mini-Fit recept_dual row_6 pos_black | PCS | 9 | 2024-01-04 | MOLEX | HOUS_COV_S | 46992-0610
4200940 | 1-967644-1 | Housing for FEM terminal 2Pos BK | PCS | 54 | 2022-12-12 | TE CONNECTIVITY | HOUS_COV_S | 1-967644-1
4200964 | 3134612 | HVA 280_Housing 2pos_seal_Key A_TIN_orange | PCS | 30 | 2022-08-05 | TE CONNECTIVITY | HOUS_COV_S | 2103124-1
4200982 | 1928403095 | Connector housing 6pos sealed female black | PCS | 10 | 2022-09-26 | BOSCH | HOUS_COV_S | 1 928 403 095
4200988 | 300-47-179 | CONNECTOR-FREE PLUG-5 WAY | PCS | 2 | 2021-06-08 | TE CONNECTIVITY | HOUS_COV_S | 926299-3
4200996 | 19 30 024 0547 | Han B Hood Side Entry HC 2 Reels M32 | PCS | 1 | 2021-09-16 | HARTING | HOUS_COV_S | 19 30 024 0547
4201009 | HDP 24-24-29 PE-L017 | Housing for male terminals 29Pos_seal_BK | PCS | 4 | 2021-07-09 | TE CONNECTIVITY | HOUS_COV_S | HDP24-24-29PE-L017
4201031 | CQF 04/2 | Insert female 4Pol+PE 40A crimp | PCS | 112 | 2021-09-21 | ILME | HOUS_COV_S | CQF 04/2
4201038 | 09200030727 | HOOD 4W PG11 BLACK PLASTIC | PCS | 327 | 2021-11-15 | HARTING | HOUS_COV_S | 09200030727
4201057 | 134-8773 | 2P PLUG, MINIATURE WATERPROOF CONN,BLACK | PCS | 57 | 2022-03-31 | TE CONNECTIVITY | HOUS_COV_S | 2-2834074-2
4201058 | 134-8777 | 2P REC, MINIATURE WATERPROOF CONN.BLACK | PCS | 58 | 2022-03-31 | TE CONNECTIVITY | HOUS_COV_S | 2-2834075-2
4201073 | 09 12 017 3001 | Male Insert Han Q_17pos_0.14-2.5mm² | PCS | 8 | 2022-07-29 | HARTING | HOUS_COV_S | 09 12 017 3001
4201076 | 09 12 017 3101 | Female Insert Han Q_17pos_0.14-2.5mm² | PCS | 9 | 2022-07-29 | HARTING | HOUS_COV_S | 09 12 017 3101
4201090 | 302-22-230 | timer conn housing female 2Pos BK | PCS | 28 | 2022-09-28 | TE CONNECTIVITY | HOUS_COV_S | 282189-1
4201115 | 52-005-B6-EF | Connector male crimp 75 Ohm 1.0/2.3 | PCS | 8 | 2022-07-08 | COAX CONNECTORS | HOUS_COV_S | 52-005-B6-EF
4201119 | 3229872 | D Sub Backshell 25pos ABS Body BK | PCS | 750 | 2022-05-31 | MH CONNECTORS | HOUS_COV_S | DTPPK25-K
4201153 | 1556945 | PLUG, SHELL SIZE 11, REVERSE SEX, SERIES 1, CPC | PCS | 2 | 2024-03-21 | TE CONNECTIVITY | HOUS_COV_S | 206429-1
4201161 | 3134559 | Housing male term 2Pos 2,8x0,8 assy | PCS | 5 | 2022-10-13 | TE CONNECTIVITY | HOUS_COV_S | 1-1703841-1
4201186 | XHP-8 | housing Receptacle / Socket 8 Positions 2.5mm | PCS | 10 | 2024-01-15 | JST | HOUS_COV_S | XHP-8
4201187 | XHP-5 | Connector Housing, XH, Receptacle, 5 Ways, 2.5 mm | PCS | 9 | 2024-01-15 | JST | HOUS_COV_S | XHP-5
4201188 | VHR-3N | housing Receptacle / Socket 3 Positions 3.96mm | PCS | 9 | 2024-01-15 | JST | HOUS_COV_S | VHR-3N
4201192 | 44420017 | Housing, panel mount, M23 A1 D3.2 | PCS | 19 | 2024-01-15 | LAPPKABEL | HOUS_COV_S | 44420017
5000108 | 02580357010 | GROMMET_BLIND_DG36 47 MM_BK | PCS | 100 | 2020-09-30 | SES-STERLING | ACCESSORY | DG36 (0258 0357 010)
5000111 | 02580356010 | GROMMET_BLIND_DG29 37 MM_BK | PCS | 47 | 2019-02-13 | SES-STERLING | ACCESSORY | 02580356010
5000114 | RS233663 | Tie mount, screw, 15x10, hole 3.5, BK | PCS | 672 | 2021-03-26 | RS COMPONENTS | ACCESSORY | HCR1BK-250
5000117 | C12 gray | PVC TUBE 85MM GY | M | 392.3 | 2020-01-21 | BIRCH VALLEY PLASTICS | ACCESSORY | C12 GRAY
5000175 | 557200 | Flat cupper braid FTCB 15-3 | M | 4.15 | 2018-09-06 | ERICO | ACCESSORY | 557200
5000178 | VSC25 White 18mm | Sleeve VSC25 WH 3/4" | M | 37.6 | 2018-09-27 | RELATS | ACCESSORY | REVITEX VSC25 WH 3/4"
5000183 | 32119002361 | Separator | PCS | 1 | 2018-09-27 | AMPHENOL | ACCESSORY | 32119002361
5000185 | 32259204010 | Marker BJC 2,5 (1-10) | PCS | 719 | 2018-09-27 | AMPHENOL | ACCESSORY | 32259204010
5000186 | 32119003361 | Partition plate | PCS | 7 | 2018-09-27 | AMPHENOL | ACCESSORY | 32119003361
5000187 | 32119005361 | End plate | PCS | 2 | 2018-09-27 | AMPHENOL | ACCESSORY | 32119005361
5000188 | 32028000378 | End plate | PCS | 420 | 2018-09-27 | AMPHENOL | ACCESSORY | 32028000378
5000189 | RT17040 | MARKING TAG | PCS | 34 | 2018-09-27 | TE CONNECTIVITY | ACCESSORY | 2-1415038-1 (RT17040)
5000196 | 1784210000 | End Plate AP DLD 2,5 DB | PCS | 1 | 2021-11-25 | WEIDMÜLLER | ACCESSORY | 1784210000
5000222 | 2138286 | WEDGELOCK FOR 12 WAY DTM RECEPTACLE | PCS | 8 | 2021-06-08 | DEUTSCH | ACCESSORY | WM-12P
5000225 | WM-6S | WEDGELOCK FOR 6 WAY DTM PLUG | PCS | 450 | 2022-08-31 | DEUTSCH | ACCESSORY | WM-6S
5000229 | 0.0.0.5.05021 - DY 5 (11-20) | TER_MARKER_5x5mm_WH_11...20_HORIZ. MARK 50 MARKERS | SHT | 10 | 2017-10-07 | KLEMSAN | ACCESSORY | 505 021
5000244 | LH-CPM-RC-RED | Lighthouse graph print ribbon_RD_100mm,on 50m reel | M | 46.6 | 2021-04-16 | LIGHTHOUSE | ACCESSORY | LH-CPM-RC-RED
5000261 | 32119001361 | Partition plate | PCS | 18 | 2018-09-27 | AMPHENOL AIR LB | ACCESSORY | 3211 9001 361
5000262 | 041615 00207 | Shunt, 2-holes | PCS | 1 | 2018-09-27 | AMPHENOL AIR LB | ACCESSORY | 041615 00207
5000269 | 4036780000 | RLY KLIP SIDE PLATE C302382 | PCS | 12 | 2018-07-10 | WEIDMÜLLER | ACCESSORY | 4036780000
5000272 | 971171 | GROMMET BUFFER MACAM B47 | PCS | 2 | 2018-07-10 | MACAM | ACCESSORY | B0047-003
5000279 | 3SU1900-0AE81-0AA0 | INSCRIPTION LABEL | PCS | 12 | 2018-11-08 | SIEMENS | ACCESSORY | 3SU1900-0AE81-0AA0
5000280 | 1252520000 | Modular terminal, accessories, Set of fixings | PCS | 55 | 2018-10-31 | WEIDMÜLLER | ACCESSORY | 1252520000
5000297 | 6178092 | Wire holder for cable trunking LK4 | PCS | 132 | 2023-10-25 | OBO | ACCESSORY | LK4 H
5000299 | 012439 500 20 | COVER BACKSHELL L=500MM | PCS | 3 | 2018-09-27 | AMPHENOL | ACCESSORY | 012439 500 20
5000306 | PHC-8 | PUSH FIT CABLE TIE | PCS | 84 | 2021-03-29 | KSS | ACCESSORY | PHC-8
5000307 | SS-TBP4 | P CLAMP SUPPORT 1/4 OR 6MM_SS 316_EPDM | PCS | 51 | 2021-03-29 | SWAGELOK | ACCESSORY | SS-TBP4
5000308 | CB-HFT12.7/BOX-YE | HEAT SHRINK_12.7/6.0mm_YELLOW | M | 83 | 2017-03-17 | CYG | ACCESSORY | CB-HFT(2X) 12.7
5000332 | 127-489 | LOCKNUT, CONDUIT 25MM | PCS | 72 | 2021-06-15 | RS COMPONENTS | ACCESSORY | 127-489
5000343 | 1068700000 | Connection clamp WSH 1 | PCS | 23 | 2020-10-02 | WEIDMÜLLER | ACCESSORY | 1068700000
5000346 | 1692290000 | Terminal markers for MF-W0 12/6, 80 Markers/SHT | SHT | 39.4 | 2020-11-11 | WEIDMÜLLER | ACCESSORY | 1692290000
5000351 | 06221901 | Z-TYPE CBL MARKER_6 MM_B/W_1_PPVC_AWG3-_SIZE 23 | PCS | 1500 | 2017-09-15 | TYCO / CRITCHLEY | ACCESSORY | 06221901
5000352 | 06221902 | Z-TYPE CBL MARKER_6 MM_B/W_2_PPVC_AWG3-_SIZE 23 | PCS | 1500 | 2017-09-15 | TYCO / CRITCHLEY | ACCESSORY | 06221902
5000353 | 06221903 | Z-TYPE CBL MARKER_6 MM_B/W_3_PPVC_AWG3-_SIZE 23 | PCS | 520 | 2017-09-15 | TYCO / CRITCHLEY | ACCESSORY | 06221903
5000354 | Z23 B/W 4 | Z-TYPE CBL MARKER_6 MM_B/W_4_PPVC_AWG3-_SIZE 23 | PCS | 840 | 2014-08-05 | TYCO / CRITCHLEY | ACCESSORY | 06221904
5000355 | Z23 B/W 5 | Z-TYPE CBL MARKER_6 MM_B/W_5_PPVC_AWG3-_SIZE 23 | PCS | 995 | 2020-03-24 | TYCO / CRITCHLEY | ACCESSORY | 06221905
5000356 | Z23 B/W 6 | Z-TYPE CBL MARKER_6 MM_B/W_6_PPVC_AWG3-_SIZE 23 | PCS | 1000 | 2020-03-20 | TYCO / CRITCHLEY | ACCESSORY | 06221906
5000357 | 06221907 | Z-TYPE CBL MARKER_6 MM_B/W_7_PPVC_AWG3-_SIZE 23 | PCS | 1000 | 2014-08-05 | TYCO / CRITCHLEY | ACCESSORY | 06221907
5000361 | 1609860000 | Lable WS 12/5 | PCS | 1174 | 2022-05-05 | WEIDMÜLLER | ACCESSORY | 1609860000
5000362 | W12S-P012 | WEDGE 12 WAY DT PLUG | PCS | 13 | 2024-01-17 | DEUTSCH | ACCESSORY | W12S-P012
5000363 | WM2S | WEDGE 2 WAY DTM PLUG | PCS | 13 | 2022-11-03 | DEUTSCH | ACCESSORY | WM2S
5000369 | 0475360000 | CLAMPING BAR ZB 4K GE/GN | PCS | 48 | 2018-11-09 | WEIDMÜLLER | ACCESSORY | 0475360000
5000374 | 52104497 | ADAPTOR 20MM BRASS | PCS | 2 | 2021-02-22 | LAPPKABEL | ACCESSORY | 52104497
5000376 | 52104493 | PG11 TO M20 CONVERTOR_PVC | PCS | 136 | 2015-10-08 | GRAWATER | ACCESSORY | 52104493
5000380 | 143184 | BUSBAR FOR G2R-SNI POWER RELAY | PCS | 20 | 2021-03-26 | OMRON | ACCESSORY | G78-16-P2RF-E
5000440 | 7TAA292150R1083 | STRAIGHT PG16 TO M20 ADAPTER | PCS | 3 | 2021-06-15 | PMA AG | ACCESSORY | SVND-P167GT
5000442 | 298-8081/ PCSR10RS | P-CLIP 10MM SS | PCS | 13 | 2018-05-18 | JCS | ACCESSORY | PCSR10RS
5000454 | SEP60600 | BUSBAR INSULATOR 60x50 M10 | PCS | 1 | 2021-10-18 | FRER | ACCESSORY | SEP60600
5000458 | SEP20196 | BUSBAR INSULATOR 20x16 M6 | PCS | 75 | 2021-10-18 | FRER | ACCESSORY | SEP20196
5000468 | 3030459 | End cover - D-STTB 2.5 | PCS | 101 | 2016-06-04 | PHOENIX | ACCESSORY | 3030459
5000487 | 1816260000 | Terminal markers MF 5/6 MC NE WS_100PCS/1SHT | SHT | 2.8 | 2023-05-30 | WEIDMÜLLER | ACCESSORY | 1816260000
5000494 | 1492A3B8 | Bus Bar for MCB | PCS | 1 | 2021-03-26 | ALLEN BRADLEY | ACCESSORY | 1492-A3B8
5000496 | 140M-C-W543N | Three-Phase Compact Busbar 54 mm Spacing | PCS | 1 | 2014-11-19 | ALLEN BRADLEY | ACCESSORY | 140M-C-W543N
5000506 | 793-566 | WMB MULTI MARKING SYSTEM HORIZONTAL 1….50 | SHT | 360 | 2019-11-19 | WAGO | ACCESSORY | 793-566
5000510 | 09000005258 | Han-Modul bulk-head mounting | PCS | 2 | 2018-09-06 | HARTING | ACCESSORY | 09000005258
5000511 | 186-7652 | Coding Strips F | PCS | 39 | 2018-09-27 | ERNI | ACCESSORY | 083504
5000512 | 793-502 | BLOCK MARKER, WMB TERMINAL BLOCK | SHT | 195 | 2019-10-08 | WAGO | ACCESSORY | 793-502
5000514 | 3RA2921-1AA00 | LINK MODULE S0 > S00/S0 | PCS | 2 | 2015-05-14 | SIEMENS | ACCESSORY | 3RA2921-1AA00
5000520 | 53112686 | CABLE GLAND, CLICK M16, GREY | PCS | 34 | 2017-06-30 | LAPPKABEL | ACCESSORY | 53112686
5000521 | 53112687 | CABLE GLAND, CLICK M20, GREY | PCS | 8 | 2016-06-08 | LAPPKABEL | ACCESSORY | 53112687
5000522 | 53112688 | CABLE GLAND, CLICK M25, GREY | PCS | 3 | 2016-06-08 | LAPPKABEL | ACCESSORY | 53112688
5000525 | HW-101508-2.5-9 | Blank label 50.80 mm | PCS | 1496 | 2015-01-14 | TE CONNECTIVITY | ACCESSORY | HW-101508-2.5-9
5000526 | - I330-0607-10 | Printing ribbon | REEL | 1 | 2014-11-03 | TE CONNECTIVITY | ACCESSORY | I330-0607-10
5000530 | ESSENTRA 12756 | M6 STUD PROTECTION CAPS | PCS | 957 | 2014-11-28 | ESSENTRA | ACCESSORY | 12756
5000531 | 1053760000 | JUMPER BAR 3WAY WQV2.5/3 5.1mm PT | PCS | 2 | 2019-03-25 | WEIDMÜLLER | ACCESSORY | 1053760000
5000535 | 5SH5526 | SIDE MODUL | PCS | 41 | 2019-01-23 | SIEMENS | ACCESSORY | 5SH5526
5000540 | 5TE6800 | Socket for mounting on support rails | PCS | 6 | 2019-01-23 | SIEMENS | ACCESSORY | 5TE6800
5000541 | 09200035425 | PROTECTION CAP, METAL | PCS | 7 | 2018-08-16 | HARTING | ACCESSORY | 9200035425
5000548 | HUMMEL-1209320030 | Cable gland M32 x 1.5 long thread, polyamide | PCS | 4 | 2019-03-27 | HUMMEL | ACCESSORY | 1.209.3200.30
5000552 | 53112681 | Cable Gland Brush Brass 63x1.5 plus | PCS | 4 | 2014-12-30 | LAPPKABEL | ACCESSORY | 53112681
5000592 | B2 3.2MM C YEL | HEAT SHRINK_2:1_3.2 mm_YELLOW | M | 3.4 | 2015-06-05 | SUMITOMO | ACCESSORY | B2 3.2MM C YEL
5000593 | B2 2.4MM C WHT | HEAT SHRINK_2:1_2.4 mm_WHITE | M | 2 | 2015-06-05 | SUMITOMO | ACCESSORY | B2 2.4MM C WHT
5000597 | 7TCA296020R0059 | STRAIGHT FITTING - SWIVEL EXT THRPCSD SP12-16SW | PCS | 8 | 2018-07-03 | ADAPTAFLEX | ACCESSORY | SP12/M16/B
5000599 | A55655449 | REDUCER M20-M16 Conduit Fitting, Brass Ni 20mm | PCS | 28 | 2022-05-12 | ELITE CABLES | ACCESSORY | A55655449
5000612 | 1SNA173226R2700 | Assembled jumper bar 10 poles BJM62 32A | PCS | 800 | 2022-11-21 | ABB | ACCESSORY | 1SNA 173 226 R2700
5000647 | 0382860000 | End Bracket for DIN15, EW 15, beige | PCS | 44 | 2015-03-24 | WEIDMÜLLER | ACCESSORY | 382860000
5000712 | 1193680000 | TERMINAL BLOCK JUMPER BAR ZQV PLUG-IN 10 POS | PCS | 40 | 2019-12-18 | WEIDMÜLLER | ACCESSORY | 1193680000
5000720 | 1011-24 | GASKET EPDM, BLACK | M | 30 | 2019-03-27 | EMKA | ACCESSORY | 1011-24
5000722 | 2 520 164 010 | HOLE SHIELDING 120/180/20 (PLATE 2mm) | PCS | 95 | 2018-01-31 | SES-STERLING | ACCESSORY | 0252 0164 010
5000723 | 249-101 | END STOPF TS15 6MM | PCS | 12 | 2018-01-31 | WAGO | ACCESSORY | 249-101
5000724 | 264-369 | END PLATE F MINI-KL OG 4mm | PCS | 1 | 2018-01-31 | WAGO | ACCESSORY | 264-369
5000736 | 300-61-645 | CABLE TIE PMB5 - HALOGEN FREE | PCS | 314 | 2017-10-20 | HELLERMANN TYTON | ACCESSORY | PMB5
5000737 | 157-01100 | CABLE TIE AND FIXINGS 5,0X167-T50SDP6 HIRHS | PCS | 671 | 2019-06-12 | HELLERMANN TYTON | ACCESSORY | 157-01100
5000741 | 32262 | CABLE GLAND KZL 80 H | PCS | 10 | 2015-07-14 | ICOTEK | ACCESSORY | 32262
5000748 | EC-0112084 | HANDLE BAR EC-01, A=120, BLACK | PCS | 39 | 2016-12-20 | ROHDE AG | ACCESSORY | EC-01.120.84
5000750 | 55701-00101-00 | SEALING TAPE 9X3,5 TESA-MOLL BROWN | M | 100 | 2015-10-30 | TESA | ACCESSORY | 05463-00098
5000756 | 1112940000 | TERMINAL WAD 8 MC NE WS | SHT | 1 | 2019-01-29 | WEIDMÜLLER | ACCESSORY | 1112940000
5000779 | 1410110 | CES-STPG-GY-2X7 | PCS | 24 | 2015-10-12 | PHOENIX | ACCESSORY | 1410110
5000788 | PWR50MM | Busbar 50MM2 DIRECT FEED TERMINAL | PCS | 4 | 2015-04-28 | COOPER BUSSMANN | ACCESSORY | PWR50MM
5000800 | 5SH5527 | RESTRICTED FITTING FOR FUSE LINK D01 | PCS | 6 | 2015-05-14 | SIEMENS | ACCESSORY | 5SH5527
5000802 | 823-9657 | Neutral conductor modular terminal WNT 2.5 | PCS | 1 | 2015-05-14 | WEIDMÜLLER | ACCESSORY | 1010600000
5000811 | 5ST3613 | PIN BUSBAR, 10 SQMM CONNECTION | PCS | 9 | 2016-04-14 | SIEMENS | ACCESSORY | 5ST3613
5000813 | WM-3P | WEDGE DEUTSCH WM-3P | PCS | 94 | 2018-12-07 | DEUTSCH | ACCESSORY | WM-3P
5000814 | WM-3S | WEDGE DEUTSCH WM-3S | PCS | 31 | 2018-11-20 | DEUTSCH | ACCESSORY | WM-3S
5000836 | 870-943 | END PLATE WAGO 870-943 | PCS | 64 | 2018-11-22 | WAGO | ACCESSORY | 870-943
5000838 | 050504150 | COIL#018Z6857 24VDC FOR EVR10 | PCS | 2 | 2018-11-22 | DANFOSS | ACCESSORY | 018F6857
5000844 | CGB194 | CABLE GLAND CGB194 1/2"", FORM B, STEEL | PCS | 43 | 2023-12-29 | COOPER BUSSMANN | ACCESSORY | CGB194
5000855 | VCW20-1-29-1 | GASKET FOR CONNECTOR GDM2A IP65 | PCS | 22 | 2020-02-27 | SMC | ACCESSORY | VCW20-1-29-1
5000859 | ID28-VENA SIL LL/NMX 700 V | TUBE ID28-VENA SIL 700 V DIN45545 | M | 4 | 2018-01-31 | VENAIR GMBH | ACCESSORY | ID28-VENA SIL LL/NMX 700 V
5000861 | 0828736 | TERMINAL MARKER CARD 5.6X10 MM | PCS | 24 | 2015-11-13 | PHOENIX | ACCESSORY | 0828736
5000876 | 4217601 | IDENT CABLE TIE 110 X 2.5 | PCS | 1693 | 2022-09-08 | HELLERMANN TYTON | ACCESSORY | 111-81919
5000880 | 1557058 | AMPLIMITE female SCREWLOCK KIT 4-40,2-56 | PCS | 135 | 2017-03-23 | TE CONNECTIVITY | ACCESSORY | 5747223-3
5000892 | 2863855 | Busbar adapter up to 25A | PCS | 1 | 2023-10-26 | SIEMENS | ACCESSORY | 8US1251-5DM07
5000897 | 299860000 | Busbar support SH1_PA Polyamide 66 | PCS | 19 | 2019-03-27 | WEIDMÜLLER | ACCESSORY | 0299860000
5000913 | 3040559 | Latching - PR_orange | PCS | 85 | 2024-01-12 | PHOENIX | ACCESSORY | 3040559
5000918 | 859-404 | Push-in type jumper bar_4way_18A_insul | PCS | 145 | 2018-11-22 | WAGO | ACCESSORY | 859-404
5000919 | 859-408 | Push-in type jumper bar_8way_18A_insul | PCS | 40 | 2018-11-22 | WAGO | ACCESSORY | 859-408
5000920 | 2022-2291 | end plate for term block wago_grey | PCS | 47 | 2018-11-22 | WAGO | ACCESSORY | 2022-2291
5000921 | 52103010 | M16x1,5_LOCKNUT_brass_Ni plated_DIN 89280 | PCS | 38 | 2024-01-15 | LAPPKABEL | ACCESSORY | 52103010
5000928 | OR1A-NVNV-M406-8 | Connector for conduit STRAIGHT_black_M40x1.5 | PCS | 3 | 2018-11-22 | PMA AG | ACCESSORY | NVNV-M406-8
5000930 | 2002-492 | Double Deck 24A vertical jumper for 2002 | PCS | 478 | 2018-11-22 | WAGO | ACCESSORY | 2002-492
5000932 | 2002-433 | Push-in_jumper bar insulated from 1-3 | PCS | 69 | 2018-11-22 | WAGO | ACCESSORY | 2002-433
5000933 | 2002-434 | Push-in_jumper bar insulated from 1-4 | PCS | 13 | 2018-11-22 | WAGO | ACCESSORY | 2002-434
5000934 | 2002-435 | Push-in_jumper bar insulated from 1-5 | PCS | 41 | 2018-11-22 | WAGO | ACCESSORY | 2002-435
5000935 | 2002-436 | Push-in_jumper bar insulated from 1-6 | PCS | 53 | 2018-11-22 | WAGO | ACCESSORY | 2002-436
5000936 | 2002-439 | Push-in_jumper bar insulated from 1-9 | PCS | 18 | 2018-11-22 | WAGO | ACCESSORY | 2002-439
5000937 | 3RA2913-2AA2 | Wiring kit electrical and mech for starters | PCS | 2 | 2018-11-22 | SIEMENS | ACCESSORY | 3RA2913-2AA2
5000938 | 09 12 000 9901 | T-CODING PIN FOR HAN Q7/O | PCS | 38 | 2015-11-09 | HARTING | ACCESSORY | 09120009901
5000941 | 249-119 | Marker carrier for Wago 10mm | PCS | 26 | 2022-07-11 | WAGO | ACCESSORY | 249-119
5000945 | 793-501 | WMB MULTI MARKINGS_WIDTH 5-17.5mm_100pcs per sheet | SHT | 5 | 2015-10-30 | WAGO | ACCESSORY | 793-501
5000960 | RB3476TPR | Grommet Open 28.6x3.2x22.2 | PCS | 47 | 2018-01-31 | REEVITE INDUSTRIAL MOULDINGS LTD | ACCESSORY | RB3476
5000965 | 3PS-500-2-RD-S | Heat shrink labels_11.4mm_3:1_HF_Red | PCS | 177 | 2017-04-05 | BRADY | ACCESSORY | 3PS-500-2-RD-S
5000967 | 793-507 | WMB MULTI MARKING SYSTEM HORIZONTAL 51….100 | SHT | 15 | 2019-11-19 | WAGO | ACCESSORY | 793-507
5000970 | 248-578 | MINIATURE WSB MARKING STRIPS HORIZONTAL "PE" | PCS | 148 | 2018-01-31 | WAGO | ACCESSORY | 248-578
5000977 | 212N1V02 RED | TERMINAL INSULATOR 212N1V02 | PCS | 156 | 2019-07-22 | VTE INCORPORATED | ACCESSORY | VTE 212N1V02
5000995 | 09140009901 | CODING PIN,15MM,M3,7 DIA | PCS | 9 | 2019-02-20 | HARTING | ACCESSORY | 09140009901
5001010 | RS6681236 | RUBBER SLEEVE 16-25.6MM | M | 7.14 | 2021-08-06 | RS COMPONENTS | ACCESSORY | 668-1236
5001021 | 3SB3000-4AD01 | ACTUATOR SAFETY LOCK 0-1 | PCS | 1 | 2016-04-14 | SIEMENS | ACCESSORY | 3SB3000-4AD01
5001042 | 301-22-197 | 3M VHB TAPE_acrylic foam_19mm_roll length 33 m | M | 64.9 | 2021-03-11 | 3M | ACCESSORY | 5952F
5001044 | 41204 | CABTITE CABLE GROMMIT KIT 4 | PCS | 8 | 2020-09-18 | ICOTEK | ACCESSORY | 41204
5001051 | 1051016:0071 | ZB6 MARKER 71-80 STRIP | PCS | 69 | 2021-03-29 | PHOENIX | ACCESSORY | 1051016:0071
5001078 | 15-605 | EPDM seal 15-605_for flange 2-3,5 mm | M | 95 | 2020-10-13 | DAFA | ACCESSORY | EPDM: 15-605
5001094 | 3213027 | Plug-in bridge FBS 3-3,5_3 pos_red | PCS | 35 | 2022-12-16 | PHOENIX | ACCESSORY | 3213027
5001095 | 3213014 | Plug-in bridge FBS 2-3,5_2 pos_red | PCS | 17 | 2016-06-08 | PHOENIX | ACCESSORY | 3213014
5001096 | 3213043 | Plug-in bridge FBS 5-3,5_5 pos_red | PCS | 27 | 2022-12-13 | PHOENIX | ACCESSORY | 3213043
5001098 | 3213069 | Plug-in bridge FBS 20-3,5_20 pos_red | PCS | 49 | 2016-06-08 | PHOENIX | ACCESSORY | 3213069
5001099 | 0801407:0021 | Mark. for term block ZBF 3,5mm 21...30_1pcs=10rows | PCS | 5 | 2016-06-08 | PHOENIX | ACCESSORY | 0801407:0021
5001100 | 3213030 | Plug-in bridge FBS 4-3,5_4 pos_red | PCS | 18 | 2022-12-13 | PHOENIX | ACCESSORY | 3213030
5001116 | A9XPH312 | Comb busbar 12 modules of 18 mm_3P_100A | PCS | 63 | 2016-06-08 | SCHNEIDER | ACCESSORY | A9XPH312
5001117 | A9XPE310 | Caps for comb busbar 3P | PCS | 121 | 2016-06-08 | SCHNEIDER | ACCESSORY | A9XPE310
5001118 | 6351158 | CONTACT BLOCK 1NO_cage clamp | PCS | 10 | 2023-10-26 | SIEMENS | ACCESSORY | 3SB3403-0B
5001120 | 1SNA103863R2100 | FEM4A End Sections Yellow | PCS | 68 | 2016-07-12 | ENTRELEC | ACCESSORY | 1SNA103863R2100
5001122 | 1SNA116900R2700 | BADH End Stops - Grey | PCS | 50 | 2016-06-20 | ENTRELEC | ACCESSORY | 1SNA116900R2700
5001124 | 1SNA179672R1400 | BJMI6D-10 Jumper Bars_10 pos | PCS | 4 | 2022-07-29 | ENTRELEC | ACCESSORY | 1SNA179672R1400
5001126 | 1SNA173523R1100 | PC81-10 Lateral Jumper Bars Grey | PCS | 300 | 2018-09-28 | ENTRELEC | ACCESSORY | 1SNA173523R1100
5001128 | 244356 | Cabel for Stego LED lamp 230VAC 2m | PCS | 1 | 2019-01-29 | STEGO | ACCESSORY | 244356
5001131 | S55843-Z968-F100 | Climatix POL096.E5/STD_Connector set POL96U/POL96E | PCS | 6 | 2018-07-26 | SIEMENS | ACCESSORY | POL096.E5/STD
5001134 | 1SNA113003R1000 | Circuit separator SCM6 Grey | PCS | 7 | 2018-08-16 | ENTRELEC | ACCESSORY | 1SNA113003R1000
5001137 | TKE1225/4957 | Tesa 4957 double sided PE foam tape_12mm_25m | M | 500 | 2017-09-28 | TESA | ACCESSORY | 4957
5001138 | 1701530 | Heatshrink boot,sub-D,straight,25way | PCS | 9 | 2016-09-22 | TE CONNECTIVITY | ACCESSORY | 214A032-3-0
5001198 | 6741K72 | Emergency Stop Legend_22mm | PCS | 10 | 2017-03-20 | MCMASTER-CARR | ACCESSORY | 6741K72
5001199 | NWAL-212 | Nameplate ON_OFF_22mm | PCS | 5 | 2017-11-28 | IDEC | ACCESSORY | NWAL-212
5001206 | 6759K65 | Adhesive-Backed Label_Main Switch | PCS | 10 | 2017-11-28 | MCMASTER-CARR | ACCESSORY | 6759K65
5001210 | 144-79-549 | Sealing cap for 4200443 socket | PCS | 22 | 2022-07-29 | BULGIN | ACCESSORY | PX0480
5001211 | CLTS25F-C | CORRUGATED TUBE_Black_-40/50C_6.4mm_polyethylene | M | 58 | 2017-04-20 | PANDUIT | ACCESSORY | CLTS25F-C
5001212 | 7295K15 | Fastener Nylon Cable Tie_381mm_Black | PCS | 2 | 2017-11-28 | MCMASTER-CARR | ACCESSORY | 7295K15
5001213 | 7295K16 | Fastener Nylon Cable Tie_280mm_Black | PCS | 3 | 2017-11-28 | MCMASTER-CARR | ACCESSORY | 7295K16
5001214 | 7295K12 | Fastener Nylon Cable Tie_152mm_Black | PCS | 33 | 2017-11-28 | MCMASTER-CARR | ACCESSORY | 7295K12
5001228 | GV2AF3 | CONNECTION TERMINAL GV2-AF3 | PCS | 8 | 2022-07-11 | SCHNEIDER | ACCESSORY | GV2AF3
5001230 | 79448 | COVER F/FUSE NH00 79448 | PCS | 4 | 2017-05-29 | WÖHNER | ACCESSORY | 79448
5001233 | 1527.0 | CLAMPING YOKE 3-8MM | PCS | 8 | 2017-05-29 | CONTA CLIP | ACCESSORY | 1527
5001235 | 2005.2 | END STOP ES35PA 2.5-35 KL | PCS | 30 | 2017-05-29 | CONTA CLIP | ACCESSORY | 2005.2
5001236 | 3794.2 | END PLATE ZAP-SR 3A/15 BEIGE 3794.2 | PCS | 49 | 2017-05-29 | CONTA CLIP | ACCESSORY | 3794.2
5001237 | 3702.2 | END PLATE ZAP 2,5/4A BEIGE 3702.2 | PCS | 1 | 2017-05-29 | CONTA CLIP | ACCESSORY | 3702.2
5001238 | 3756.2 | END PLATE ZAPD 2,5 BEIGE 3756.2 | PCS | 2 | 2017-05-29 | CONTA CLIP | ACCESSORY | 3756.2
5001243 | 3739.6 | POTENTIAL DISTRIBUTION ZPL 1,5 BR RED/BROWN 3739.6 | PCS | 1 | 2017-05-29 | CONTA CLIP | ACCESSORY | 3739.6
5001244 | 3742.5 | POTENTIAL DISTRIBUTION ZPL 1,5 BL BLUE 3742.5 | PCS | 1 | 2017-05-29 | CONTA CLIP | ACCESSORY | 3742.5
5001245 | 155-18-991 | GLANDS M16X1.5 (PLASTIC) W. RELIEF | PCS | 6 | 2017-05-29 | JACOB | ACCESSORY | 50.616 PA7035
5001246 | 155-18-992 | GLANDS M20X1.5 (PLASTIC) W. RELIEF | PCS | 3 | 2017-05-29 | JACOB | ACCESSORY | 50.620 PA7035
5001250 | 0523060001 | MARK 5FWZ 1-10 ROW | PCS | 21 | 2017-05-29 | WEIDMÜLLER | ACCESSORY | 0523060001
5001251 | 0523060011 | MARK 5FWZ 11-20 ROW | PCS | 27 | 2017-05-29 | WEIDMÜLLER | ACCESSORY | 0523060011
5001252 | 0523060021 | MARK 5FWZ 21-30 ROW | PCS | 39 | 2017-05-29 | WEIDMÜLLER | ACCESSORY | 0523060021
5001253 | 0523060031 | MARK 5FWZ 31-40 ROW | PCS | 47 | 2017-05-29 | WEIDMÜLLER | ACCESSORY | 0523060031
5001254 | 0523060041 | MARK 5FWZ 41-50 ROW | PCS | 49 | 2017-05-29 | WEIDMÜLLER | ACCESSORY | 0523060041
5001255 | 0523060051 | MARK 5FWZ 51-60 ROW | PCS | 48 | 2017-05-29 | WEIDMÜLLER | ACCESSORY | 0523060051
5001256 | 0523060061 | MARK 5FWZ 61-70 ROW | PCS | 48 | 2017-05-29 | WEIDMÜLLER | ACCESSORY | 0523060061
5001257 | 0523060071 | MARK 5FWZ 71-80 ROW | PCS | 49 | 2017-05-29 | WEIDMÜLLER | ACCESSORY | 0523060071
5001258 | 4813.7 | Terminal markers 5GW "-" | PCS | 484 | 2017-05-29 | CONTA CLIP | ACCESSORY | 4813.7
5001259 | 4814.7 | Terminal markers 5GW "+" | PCS | 484 | 2017-05-29 | CONTA CLIP | ACCESSORY | 4814.7
5001261 | 5088 AH | CAUTION SIGN "WARM SURFACE" 50MM | PCS | 219 | 2017-05-29 | HEIN INDUSTRIESCHILDER GMBH | ACCESSORY | 5088 AH
5001268 | P86361252 | Label plate KS 27x18 white | PCS | 90 | 2017-05-29 | MURRPLASTIK | ACCESSORY | P86361252
5001269 | 4703.7 | MARK 6FWZ 1- 10 ROW | PCS | 45 | 2017-05-29 | CONTA CLIP | ACCESSORY | 4703.7
5001270 | 4732.7 | MARK 6FW L123NPE ROW | PCS | 45 | 2017-05-29 | CONTA CLIP | ACCESSORY | 4732.7
5001271 | 4811.7 | MARK 6MM A-B-C-D ROW | PCS | 10 | 2017-03-21 | CONTA CLIP | ACCESSORY | 4811.7
5001273 | 2802316 | COMPONENT HOLDER (ST-BE) | PCS | 5 | 2017-04-24 | PHOENIX | ACCESSORY | 2802316
5001284 | OZ331P67RY | Round padlockable handle IP69K_NEMA 4x_66x66_R/Y | PCS | 10 | 2017-03-01 | ABB | ACCESSORY | 1SCA111429R1001
5001285 | OX6X200 | Shaft for round padlock handke 200mm | PCS | 10 | 2017-03-01 | ABB | ACCESSORY | 1SCA111932R1001
5001286 | 1050017:0101 | ZB6 MARKER 101-110 STRIP | PCS | 10 | 2017-05-11 | PHOENIX | ACCESSORY | 1050017:0101
5001290 | 3030925 | Male Test Connector Adapter | PCS | 10 | 2017-10-05 | PHOENIX | ACCESSORY | 3030925
5001293 | D8-336-400-121 | FAST RECEP SOUTHCO 1/4-T | PCS | 313 | 2018-11-29 | SOUTHCO | ACCESSORY | D8-336-400-121
5001295 | 02-10-101-10 | MAGNETIC CATCH SOUTHCO 02-10-101-10 | PCS | 1 | 2018-11-29 | SOUTHCO | ACCESSORY | 02-10-101-10
5001300 | 09670009925 | D SUB SCREWS 4-40 UNC for mettal hood | PCS | 5 | 2017-05-24 | HARTING | ACCESSORY | 09670009925
5001301 | E22VA8 | E STOP LABEL yellow back_red text | PCS | 16 | 2019-05-31 | EATON | ACCESSORY | E22VA8
5001306 | 53806726 | Cable gland inox-r sc_EMC_M25x1,5 | PCS | 5 | 2017-11-28 | LAPPKABEL | ACCESSORY | 53806726
5001310 | 53100005 | Sealing insert metric multiple 5x11mm | PCS | 93 | 2022-07-29 | LAPPKABEL | ACCESSORY | 53100005
5001313 | 30892 | End plate for Woertz switch | PCS | 13 | 2022-07-29 | WOERTZ | ACCESSORY | 30892
5001322 | VIDAFLEX 942 10.0 BK | GLASS FIBRE SLEEVING 10 MM BLACK | M | 6 | 2018-10-22 | CABLECRAFT | ACCESSORY | VIDAFLEX 942 10.0 BK
5001323 | VIDAFLEX 16.0 BK | GLASS FIBRE SLEEVING 16 MM BLACK | M | 16.3 | 2018-10-16 | CABLECRAFT | ACCESSORY | VIDAFLEX 16.0 BK
5001326 | 53112640 | M25 CABLE GLAND | PCS | 3 | 2021-11-12 | LAPPKABEL | ACCESSORY | 53112640
5001333 | 2517555 | RJ45 SHIELDED PANEL MOUNT | PCS | 2 | 2019-03-29 | TUC | ACCESSORY | FACK2SPM
5001335 | 5ST3645 | PIN BUSBAR_16mm2_4x3phase | PCS | 8 | 2018-10-31 | SIEMENS | ACCESSORY | 5ST3645
5001337 | 3RA2921-1BA00 | Link module_electr_mechan_3RV2_3RT2_3RW3 | PCS | 99 | 2018-08-16 | SIEMENS | ACCESSORY | 3RA2921-1BA00
5001339 | 9540000000 | End bracket ZEW35 | PCS | 20 | 2018-10-31 | WEIDMÜLLER | ACCESSORY | 9540000000
5001340 | 1791050000 | End plate_separation plate_ZAP/TW ZDK2.5-2 | PCS | 20 | 2018-05-31 | WEIDMÜLLER | ACCESSORY | 1791050000
5001347 | 301-09-948 | CABLE GLAND_Ni_Thread size 1/2", EXPLOSION PROOF | PCS | 7 | 2019-04-03 | EATON | ACCESSORY | CAP038674V1K1
5001354 | 53016010 | Cable gland NPT 3/8 RAL7001 | PCS | 91 | 2022-07-29 | LAPPKABEL | ACCESSORY | 53016010
5001355 | 90870 | Locknut NPT 3/8 RAL7001_nylon | PCS | 83 | 2022-07-29 | HELUKABEL | ACCESSORY | 90870
5001377 | PXP6083 | Sealing cap for ethernet connector 4200471 | PCS | 3 | 2022-07-29 | BULGIN | ACCESSORY | PXP6083
5001384 | 3240619 | Wiring trunking+cover_25x80x2000mm_WH | PCS | 14 | 2018-08-06 | PHOENIX | ACCESSORY | 3240619
5001385 | 3240630 | Wiring trunking+cover_60x80x2000mm_WH | PCS | 1 | 2018-08-16 | PHOENIX | ACCESSORY | 3240630
5001407 | Z7.271.2227.0 | Insulated jumper bar IVB WK4 E/U- 2 | PCS | 3 | 2017-10-20 | WIELAND | ACCESSORY | Z7.271.2227.0
5001415 | 53320250 | Cable Gland Seal Insert_Skintop DIX-M_M20, 16.6mm | PCS | 98 | 2017-10-20 | LAPPKABEL | ACCESSORY | 53320250
5001416 | PL.24055um12x4/1x8 | Cable gland M40_plastic_with TPE insert 12x4/1x8 | PCS | 9 | 2017-10-20 | PFLITSCH | ACCESSORY | 24055UM12X4/1X8 PA 6-3
5001418 | PL.BO 8,0x20 | Sealing bolt BO 8,0x20 | PCS | 99 | 2017-10-20 | PFLITSCH | ACCESSORY | SEALING BOLT BO 8,0X20
5001446 | 2006-1391 | TERM BLK END PLATE ORANGE WAGO 2006-1391 | PCS | 19 | 2018-11-22 | WAGO | ACCESSORY | 2006-1391
5001455 | CAP262073 | Locknut M20_HF-RAL7035_IP68_EN50262 | PCS | 19 | 2018-02-19 | CAPRI | ACCESSORY | CAP262073
5001459 | 02580360010 | Grommet DG69_black | PCS | 20 | 2018-02-19 | SES-STERLING | ACCESSORY | 02580360010
5001465 | 53015020+53019020 | GLAND/LOCKNUT SIZE-PG11 GRAY | PCS | 99 | 2019-12-19 | LAPPKABEL | ACCESSORY | S1111
5001477 | 1SNA233133R1600 | MARKER CARD 1-20 NUMBERS | PCS | 20 | 2019-12-19 | ENTRELEC | ACCESSORY | 1SNA233133R1600
5001482 | 1SNA163311R2200 | Lateral Jumper Bar BLACK PC61-10 | PCS | 10 | 2018-08-06 | ENTRELEC | ACCESSORY | 1SNA163311R2200
5001488 | 1016-61 | SEALING TAPE 10*3-CELL RUBBER_CR_-BLACK_L=10m | PCS | 8 | 2019-06-12 | EMKA | ACCESSORY | 1016-61
5001491 | 1016-68 | Sealing tape CR, SK, 20x4mm, adhesive one s._L=10m | PCS | 3.65 | 2019-06-12 | EMKA | ACCESSORY | 1016-68
5001493 | 53350680 | DIX-M_ NBR multiple sealing inserts_8mm x 6 | PCS | 8 | 2018-08-28 | LAPPKABEL | ACCESSORY | 53350680
5001494 | 53112060 | Gland M50 - Brass | PCS | 5 | 2018-08-28 | LAPPKABEL | ACCESSORY | 53112060
5001495 | 52104460 | Adapter M40-M50 | PCS | 10 | 2018-08-28 | LAPPKABEL | ACCESSORY | 52104460
5001496 | 87141010 | Cable Entry System_Type KDL/D 24/12_12 holes | PCS | 3 | 2018-04-11 | MURRPLASTIK | ACCESSORY | 87141010
5001497 | 87141220 | Cable seal, Type KDT/X 07 , Diam 7-8 mm | PCS | 24 | 2018-04-10 | MURRPLASTIK | ACCESSORY | 87141220
5001498 | 87141218 | Cable seal, Type KDT/X 06 , Diam 6-7 mm | PCS | 11 | 2018-04-10 | MURRPLASTIK | ACCESSORY | 87141218
5001499 | 87141216 | Cable seal, Type KDT/X 05 , Diam 5-6 mm | PCS | 9 | 2018-04-11 | MURRPLASTIK | ACCESSORY | 87141216
5001500 | 87141214 | Cable seal, Type KDT/X 04 , Diam 4-5 mm | PCS | 14 | 2018-04-10 | MURRPLASTIK | ACCESSORY | 87141214
5001501 | 87141222 | Cable seal, Type KDT/X 08 , Diam 8-9 mm | PCS | 7 | 2018-04-10 | MURRPLASTIK | ACCESSORY | 87141222
5001502 | 87141224 | Cable seal, Type KDT/X 09 , Diam 9-10 mm | PCS | 3 | 2018-04-10 | MURRPLASTIK | ACCESSORY | 87141224
5001503 | 87141270 | Dummy grommet BTK/X | PCS | 2 | 2018-04-10 | MURRPLASTIK | ACCESSORY | 87141270
5001504 | 87141026 | Cable Entry System, Type KDL/D 16/8, 8 holes | PCS | 3 | 2018-04-10 | MURRPLASTIK | ACCESSORY | 87141026
5001507 | 10520001545 | CLOSED CELL EPDM SEAL 25MM | M | 6 | 2018-06-20 | ETRA | ACCESSORY | 10520001545
5001508 | PSK18-3 | TUBE (hose) LW18*3 PVC-CRYSTAL CLEAR | M | 13.36 | 2019-06-12 | HANSA-FLEX | ACCESSORY | PSK18-3
5001509 | 291-694 | HOSE CLAMP SNP19-PA66GF13 | PCS | 3 | 2019-06-12 | RS COMPONENTS | ACCESSORY | 291-694
5001526 | 8US1922-2BA00 | BUSBAR ADAPTER SYSTEM COVER PROFILE_1000 mm | PCS | 10 | 2018-07-27 | SIEMENS | ACCESSORY | 8US1922-2BA00
5001535 | 1071700000 | Jumper Q 4 WDL2.5S_ 4 pos | PCS | 50 | 2018-10-31 | WEIDMÜLLER | ACCESSORY | 1071700000
5001537 | 1856740000 | MARKERS DEK 5/8 MC NE WS | PCS | 1440 | 2022-02-18 | WEIDMÜLLER | ACCESSORY | 1856740000
5001548 | 20S16PX0505 | Cable Gland 1/2 IN NPT, 0.122 - 0.343 Inch cable | PCS | 54 | 2023-02-16 | APPLETON | ACCESSORY | 20S16PX0505
5001560 | 8WA1891 | Isolating bus module | PCS | 9 | 2018-06-01 | SIEMENS | ACCESSORY | 8WA1891
5001582 | 7TAG009040R0011 | Cable Tie_2,29x91,95mm_nylon_-40/+85C_MS3367-4 | PCS | 228 | 2023-04-13 | THOMAS & BETTS | ACCESSORY | TY523MXR
5001583 | 7TAG009510R0058 | Cable Tie_4,57x180mm_nylon_with identification | PCS | 53 | 2023-04-13 | THOMAS & BETTS | ACCESSORY | TY546M
5001586 | 281-334 | END PLATE WAGO | PCS | 19 | 2022-11-03 | WAGO | ACCESSORY | 281-334
5001588 | 8WA1808 | End retainer thermoplast_10mm | PCS | 18 | 2018-06-01 | SIEMENS | ACCESSORY | 8WA1808
5001589 | 598-608 | Flexible Panel Trunking, W20 mm x D20mm, L500mm | PCS | 4 | 2018-06-01 | RS COMPONENTS | ACCESSORY | 598-608
5001590 | 3M10172-ND | 4930 Double side adhes. tape_width 25,4_th=0,6 | M | 22.05 | 2023-04-27 | 3M | ACCESSORY | 3M10172-ND
5001591 | 8WA1817 | End Plate F - 2 Tier Terminals | PCS | 25 | 2018-06-19 | SIEMENS | ACCESSORY | 8WA1817
5001596 | EC0456 | Plugs + contacts set | PCS | 13 | 2019-03-25 | IFM ELECTRONIC GMBH | ACCESSORY | EC0456
5001600 | 0164000000 | Mounting rail support | PCS | 26 | 2019-03-25 | WEIDMÜLLER | ACCESSORY | 0164000000
5001606 | 826-0834 | Plastic CAP FOR H0082358 | PCS | 12 | 2018-11-22 | EBM PAPST | ACCESSORY | 710-00-0042
5001611 | 1889780000 | Terminal marker MF-SI 7/5-6.5 MC NE WS | PCS | 318 | 2018-06-01 | WEIDMÜLLER | ACCESSORY | 1889780000
5001615 | 557-379 | Ethernet Cable Assembly_2m_F/UTP Green | PCS | 8 | 2019-03-25 | RS COMPONENTS | ACCESSORY | 557-379
5001616 | 557-313 | Ethernet Cable Assembly_3m_F/UTP Green | PCS | 14 | 2019-05-31 | RS COMPONENTS | ACCESSORY | 557-313
5001642 | 1050017:0031 | ZB5 MARKER 31-40 STRIP | PCS | 8 | 2022-12-29 | PHOENIX | ACCESSORY | 1050017:0031
5001643 | 1050017:0041 | ZB5 MARKER 41-50 STRIP | PCS | 8 | 2022-12-29 | PHOENIX | ACCESSORY | 1050017:0041
5001655 | L-LKDBM3 | Double Bit Lock Insert 3 mm | PCS | 58 | 2018-03-02 | HOFFMAN | ACCESSORY | L-LKDBM3
5001656 | ADP1 | Data Pocket_Grey_PROLINE G2 Series | PCS | 6 | 2021-04-30 | HOFFMAN | ACCESSORY | ADP1
5001658 | PAXLBK29 | Temperature Display label _C | PCS | 8 | 2022-07-29 | REDLION | ACCESSORY | PAXLBK29
5001661 | 53015060 | Cable Glands PG29 | PCS | 10 | 2018-02-21 | LAPPKABEL | ACCESSORY | 53015060
5001662 | 53015070 | Cable Glands PG36 | PCS | 20 | 2018-02-26 | LAPPKABEL | ACCESSORY | 53015070
5001682 | 3030433 | End cover - D-ST 6 | PCS | 43 | 2024-01-15 | PHOENIX | ACCESSORY | 3030433
5001703 | 564750 | FESTO push in bulkhead 1/4" tube | PCS | 7 | 2020-11-11 | FESTO | ACCESSORY | QBS-1/4T-U
5001708 | 458-1047-ND | VOLUME CONTROL KIT SCVC | PCS | 22 | 2019-11-15 | MALLORY SONALERT | ACCESSORY | SCVC
5001709 | 7TAG009520R0069 | Tie_4,7x198mm_Nylon 6/6_Weather Resistant | PCS | 59 | 2019-11-15 | THOMAS & BETTS | ACCESSORY | TY535MX
5001710 | 1169023 | SLEEVE_HELSYN_H20_ Polychloroprene | PCS | 233 | 2019-11-15 | HELLERMANN TYTON | ACCESSORY | H20X20 BLACK HELSYN
5001712 | 144-19-412 | Strain Relief Connector for use with MATE-N-LOK | PCS | 396 | 2018-10-31 | TE CONNECTIVITY | ACCESSORY | 350811-1
5001726 | 53112270 | Cable Gland PG36_Nickel plated brass_IP68 | PCS | 3 | 2018-03-14 | LAPPKABEL | ACCESSORY | 53112270
5001732 | 539-ACC03 | Gasket for buzzer neoprene_IP66 | PCS | 2 | 2019-11-15 | MALLORY SONALERT | ACCESSORY | ACC03
5001739 | 620011 | Tie 101.6x2.3mm_NYLON6.6_with marking pad 9x20mm | PCS | 18 | 2024-03-11 | ELEMATIC CABLING SYSTEM | ACCESSORY | 52110-ME
5001740 | 9642862 | Interface seal for 10 position | PCS | 6 | 2024-03-11 | TE CONNECTIVITY | ACCESSORY | 1-794772-0
5001747 | 9512250000 | W-Series_Cross-connector for the terminals_3 pos | PCS | 2 | 2018-10-31 | WEIDMÜLLER | ACCESSORY | 9512250000
5001748 | 71340 | Cable Gland M20 Brass EMC | PCS | 32 | 2021-10-26 | BIMED | ACCESSORY | BMEM-E2 (M20T)
5001749 | 71341 | Cable Gland M25 Brass EMC | PCS | 25 | 2021-10-26 | BIMED | ACCESSORY | BMEM-E3 (M25T)
5001751 | 71672 | Cable Gland M32 Brass EMC | PCS | 8 | 2021-10-26 | BIMED | ACCESSORY | BMEM-E4 (M32T)
5001752 | 13512 | Locknut BMEL F. Cable Gland M32x1,5-35 | PCS | 179 | 2021-10-26 | BIMED | ACCESSORY | BMEL-05
5001754 | 42505 | Grommets QT | PCS | 75 | 2021-10-26 | ICOTEK | ACCESSORY | QT5 QUICK TYLLE
5001755 | 13510 | Locknut BMEL F. Cable Gland M20x1,5-15 | PCS | 375 | 2021-10-26 | BIMED | ACCESSORY | BMEL-03
5001757 | 620014857 | Sealing Lip 6x25 Self ADH.PE | M | 122 | 2021-10-26 | DAFA | ACCESSORY | SEALING LIP 6X25 SELF ADH.PE
5001786 | 8WA1825 | Insulation plate for terminals 2.5-6mm2 | PCS | 16 | 2018-06-01 | SIEMENS | ACCESSORY | 8WA1825
5001787 | 8WA1842 | Jumper bar for terminals 16mm2 | PCS | 17 | 2018-06-01 | SIEMENS | ACCESSORY | 8WA1842
5001788 | 8WA1838 | Jumper bar for terminals lower tier_10pol | PCS | 2 | 2018-06-01 | SIEMENS | ACCESSORY | 8WA1838
5001790 | 1889240000 | Terminal marker MF-SI 8/6 MC NE WS | PCS | 315 | 2022-03-21 | WEIDMÜLLER | ACCESSORY | 1889240000
5001791 | 8WA8212-0AA65 | Label plate 9x20mm horiz and vertical | PCS | 368 | 2018-06-01 | SIEMENS | ACCESSORY | 8WA8212-0AA65
5001792 | 718-1115 | WIRE SEALING 2,2_YELLOW | PCS | 25 | 2020-11-17 | TE CONNECTIVITY | ACCESSORY | 963292-1
5001812 | 382A012-25-0 | Y SHAPED BOOT_13.2 mm_BK | PCS | 12 | 2022-08-02 | TE CONNECTIVITY | ACCESSORY | 382A012-25-0
5001818 | 4116000 | plan pocket sheet steel 455x210mm RAL7035 | PCS | 1 | 2019-03-27 | RITTAL | ACCESSORY | PS4116.000
5001824 | PAC-SA88HA-E | Connector cable for remote display | PCS | 4 | 2019-03-27 | MITSUBISHI ELECTRIC | ACCESSORY | PAC-SA88HA-E
5001825 | PAC-SA89TA | Interface cable for external timer adapter | PCS | 4 | 2019-03-27 | MITSUBISHI ELECTRIC | ACCESSORY | PAC-SA89TA
5001845 | NSYAEFPFSB | Set of 4 wall fixing lugs_steel. For SBM box | PCS | 6 | 2018-12-05 | SCHNEIDER | ACCESSORY | NSYAEFPFSB
5001854 | 53112677 | Cable gland M32x1,5 MS-M brush nickel plated brass | PCS | 10 | 2018-06-28 | LAPPKABEL | ACCESSORY | 53112677
5001860 | 23466 | TRUNKING_noryl_OPEN_BLACK_80x80mm_2M_-30/120 | PCS | 6 | 2019-11-19 | BETADUCT | ACCESSORY | 23466
5001861 | 23465 | TRUNKING_noryl_OPEN_BLACK_54x79mm_2M_-30/120 | PCS | 2 | 2019-11-19 | BETADUCT | ACCESSORY | 23465
5001862 | 23464000 | TRUNKING_noryl_OPEN_BLACK_54x54mm_2M_-30/120 | PCS | 4 | 2019-11-19 | BETADUCT | ACCESSORY | 23464
5001870 | 7077000 | Cable clamps for C rails_for cable 6-14mm | PCS | 14 | 2019-11-19 | RITTAL | ACCESSORY | DK7077.000
5001876 | 1231002 | Braid_24x10x0.2mm copper tin plated reel 25m | M | 59.65 | 2019-08-13 | PRO POWER | ACCESSORY | 24X10X0.2 2534P
5001884 | FK7725.300 | EXAUST FILTER | PCS | 8 | 2019-02-11 | LINKWELL | ACCESSORY | FK7725.300
5001897 | 2966692 | Continuous plug-in bridge FBST 500-PLC BU | PCS | 6 | 2019-03-25 | PHOENIX | ACCESSORY | 2966692
5001898 | 3005947 | Plug-in bridge FBS 2-10 | PCS | 50 | 2018-08-02 | PHOENIX | ACCESSORY | 3005947
5001902 | 1074200000 | Jumper Q 2 WDL2.5S_ 20 pos | PCS | 20 | 2018-08-16 | WEIDMÜLLER | ACCESSORY | 1074200000
5001913 | 1640740000 | MARKERS WS 5/8 MC NE WS_720 pcs/sheet | SHT | 4 | 2018-12-28 | WEIDMÜLLER | ACCESSORY | 1640740000
5001921 | 61030000143 | INDUCOMM CBL CLMP F. 9-37 HOOD 10-12MM | PCS | 4 | 2019-09-09 | HARTING | ACCESSORY | 61030000143
5001922 | 1SFA619500R1051 | Compact Emergency Stop 30mm red non ilum | PCS | 1 | 2019-10-31 | ABB | ACCESSORY | 1SFA619500R1051
5001923 | SK 615 546-13 | Legend plate yellow round | PCS | 6 | 2019-10-31 | ABB | ACCESSORY | SK 615 546-13
5001924 | 1SFA611142R1106 | Double Pushbutton GN/RD non ilum | PCS | 7 | 2019-10-31 | ABB | ACCESSORY | 1SFA611142R1106
5001925 | 1SFA611920R8126 | Membrane | PCS | 9 | 2019-10-31 | ABB | ACCESSORY | 1SFA611920R8126
5001926 | 1SFA611605R1111 | Modular contact block with holder | PCS | 6 | 2019-10-31 | ABB | ACCESSORY | 1SFA611605R1111
5001931 | 2412316 | Grounding braid 300mm | PCS | 2 | 2019-11-19 | RITTAL | ACCESSORY | SZ2412.316
5001932 | 2412216 | Grounding braid 200mm | PCS | 4 | 2019-11-19 | RITTAL | ACCESSORY | SZ2412.216
5001939 | 7TAG009570R0002 | Cable tie 92x2.3mm nylon white | PCS | 1402 | 2019-11-19 | THOMAS & BETTS | ACCESSORY | TY23MFR
5001940 | 7TAG009570R0004 | Cable tie 186x4.7mm nylon white | PCS | 452 | 2019-11-19 | THOMAS & BETTS | ACCESSORY | TY25MFR
5001941 | ABBH2214CCAF80M32 | Conduit adaptor size22 use with ABCIRCH | PCS | 16 | 2019-11-19 | AB CONNECTORS | ACCESSORY | ABBH2214CCAF80M32
5001942 | CMSP3057A22 | Clamp for connector shell size 22 | PCS | 16 | 2019-11-19 | AB CONNECTORS | ACCESSORY | CMSP3057A22
5001943 | SBMSH5546 | telescopic bushing shell size 22 | PCS | 16 | 2019-11-19 | AB CONNECTORS | ACCESSORY | SBMSH5546
5001944 | ABBH2821CCAF80M32 | Conduit adaptor size28 use with ABCIRCH | PCS | 19 | 2019-11-19 | AB CONNECTORS | ACCESSORY | ABBH2821CCAF80M32
5001945 | 6MS305716AXKP | Clamp for connector shell size 28 | PCS | 19 | 2019-11-19 | AB CONNECTORS | ACCESSORY | CMSP3057 A28
5001946 | 7MSH5548AC | telescopic bushing shell size 28 | PCS | 19 | 2019-11-19 | AB CONNECTORS | ACCESSORY | SBMSH5548
5001947 | ABBH1819CCAF80M32 | Conduit adaptor size18 use with ABCIRCH | PCS | 22 | 2019-11-19 | AB CONNECTORS | ACCESSORY | ABBH1819CCAF80M32
5001948 | CMSP3057 A18 | Clamp for connector shell size 18 | PCS | 19 | 2019-11-19 | AB CONNECTORS | ACCESSORY | CMSP3057 A18
5001949 | SBMSH5544 | telescopic bushing shell size 18 | PCS | 19 | 2019-11-19 | AB CONNECTORS | ACCESSORY | SBMSH5544
5001950 | ABBH1812CCAF80M32 | Conduit adaptor size18 use with ABCIRCH | PCS | 22 | 2019-11-19 | AB CONNECTORS | ACCESSORY | ABBH1812CCAF80M32
5001951 | CAP750265 | REDUCER FOR CABLE GLAND_M16 male/M20 female | PCS | 3 | 2021-11-18 | EATON | ACCESSORY | 750265
5001952 | cap402070 | CABLE GLAND M20_GREY_PA | PCS | 3 | 2021-11-18 | EATON | ACCESSORY | CA402070
5001955 | SB28RPGS | GASKET SIZE 28 | PCS | 22 | 2019-11-19 | AB CONNECTORS | ACCESSORY | SB-28-RPGS
5001964 | 7TAA292240R0083 | Cable conduit NW17_black | M | 43 | 2019-03-27 | PMA AG | ACCESSORY | PCLT-17B
5001966 | 2589240000 | Wiring trunking+cover_W40xH80x2000mm GY | PCS | 6 | 2019-10-22 | WEIDMÜLLER | ACCESSORY | 2589240000
5001967 | 2589380000 | Wiring trunking+cover_W80xH80x2000mm GY | PCS | 6 | 2019-06-30 | WEIDMÜLLER | ACCESSORY | 2589380000
5001970 | 1SCA022731R8400 | Terminal shroud OTS250G1S/4 | PCS | 31 | 2018-10-31 | ABB | ACCESSORY | 1SCA022731R8400
5001972 | 3LD9200-6C | Aux switch 2NO for main_emerg switch | PCS | 6 | 2018-10-31 | SIEMENS | ACCESSORY | 3LD9200-6C
5001976 | 1053860000 | Cross connector 4poles WQV 2.5/4 | PCS | 50 | 2018-11-09 | WEIDMÜLLER | ACCESSORY | 1053860000
5001989 | 2589830000 | Trunking W75xH75xL2000mm HF light grey | PCS | 23 | 2018-10-15 | WEIDMÜLLER | ACCESSORY | 2589830000
5001996 | CAP221649 | NEOPRENE SEAL ISO16 | PCS | 10 | 2021-11-18 | EATON | ACCESSORY | CAP221649
5001997 | 6516-160ID | FLEXFLYTE-CR1 I.LI. D160 | M | 2.65 | 2019-06-12 | PAR GROUP LTD | ACCESSORY | 6516-160ID
5001998 | 795-382 | TUBE CONNECTOR 2040GS 19MM | PCS | 4 | 2019-06-12 | RS COMPONENTS | ACCESSORY | 795-382
5001999 | 795-506 | Elbow Male Hose Coupling 90°_ 19 mm Push-On_POM | PCS | 2 | 2019-06-12 | RS COMPONENTS | ACCESSORY | 795-506
5002000 | 795-562 | Y Male Hose Coupling_ 19 mm Push-On_POM | PCS | 8 | 2019-06-12 | RS COMPONENTS | ACCESSORY | 795-562
5002010 | 5UB4722 | Socket outlet 2-fold horiz IP44 10/16A 250V | PCS | 5 | 2019-03-27 | SIEMENS | ACCESSORY | 5UB4722
5002018 | 719-9564 | Rubber Seal 1.6mm silicone | PCS | 373 | 2019-03-27 | TE CONNECTIVITY | ACCESSORY | 1-900325-9
5002024 | LV429515 | Terminal shield short 2-4Poles for NSX100...250 | PCS | 5 | 2019-03-27 | SCHNEIDER | ACCESSORY | LV429515
5002028 | ZB6Y7001 | Legend unmarked D45mm e-stop pushbutton | PCS | 9 | 2018-11-29 | SCHNEIDER | ACCESSORY | ZB6Y7001
5002032 | NSSP4 | BUNDLE DIA 4MM STAINLESS STEEL P CLIP_HOLE 5 MM | PCS | 95 | 2021-11-25 | NYFAST | ACCESSORY | NSSP4
5002034 | 00061404 | PANEL ADAPTOR FOR PF2W300 | PCS | 36 | 2021-11-25 | SMC | ACCESSORY | ZS-22-02
5002044 | 0297400000 | TERMINAL JUMPER QL4 4W | PCS | 5 | 2021-11-25 | WEIDMÜLLER | ACCESSORY | 297400000
5002052 | Z-Ultimate 3000T Silver | Label 69,9 x 44,5mm polyester gloss silver | PCS | 1172 | 2022-10-26 | ZEBRA | ACCESSORY | Z-ULTIMATE 3000T SILVER
5002058 | 3RH2911-1HA31 | AUX.SWITCH BLOCK_FRONT_3NO+1NC | PCS | 8 | 2018-10-16 | SIEMENS | ACCESSORY | 3RH2911-1HA31
5002061 | 53332270 | Multiple seal insert with holes DIX-M | PCS | 46 | 2018-11-09 | LAPPKABEL | ACCESSORY | 53332270
5002063 | 0631 1006 010 PLA28-M25 | Straight cable gland PLA28-M25 M25 IP66 BK PA6.6 | PCS | 6 | 2018-11-09 | SES-STERLING | ACCESSORY | 06311006010
5002064 | 06311004010 | Straight cable gland PLA16-M20 M20 IP66 BK PA6.6 | PCS | 12 | 2018-11-09 | SES-STERLING | ACCESSORY | 06311004010
5002066 | 52101975 | Adaptor reducer M40/M31 MR-M Brass nickel | PCS | 10 | 2018-11-08 | LAPPKABEL | ACCESSORY | 52101975
5002082 | 0812120 ZB12:UNPRINTED | TERMINAL LABEL UNPRINTED 12MM P | PCS | 10 | 2019-08-29 | PHOENIX | ACCESSORY | 0812120 ZB12:UNPRINTED
5002083 | 5SH5032 | NEOZED adapter sleeve D02 32A VIOLET | PCS | 50 | 2018-10-31 | SIEMENS | ACCESSORY | 5SH5032
5002100 | RB101TPR | GROMMET_OPEN BLIND SIDE_25.4 MM_1.6 MM_BK_RUBBER | PCS | 15 | 2020-07-10 | REEVITE INDUSTRIAL MOULDINGS LTD | ACCESSORY | RB101
5002121 | 53119053 | Locknut GMP-GL M40x1,5 Light Grey | PCS | 11 | 2019-02-04 | LAPPKABEL | ACCESSORY | 53119053
5002134 | ECMA1010 | CABLE DUCT SELF ADHES 10x10 MM WHITE 2M | PCS | 9.6 | 2023-01-20 | WÜRTH ELEKTRONIK OY | ACCESSORY | ECMA1010
5002141 | 01440060010 | GROMMET WITH MEMBRANE_for hole 37mm_cable maxD 29 | PCS | 36 | 2019-06-12 | SES-STERLING | ACCESSORY | 0144 0060 010
5002146 | 2051680000 | END plate_A series | PCS | 7 | 2023-05-30 | WEIDMÜLLER | ACCESSORY | 2051680000
5002152 | 2007170000 | Terminal marker 8x8mm white WS 8/8 MM WS | PCS | 367 | 2019-12-10 | WEIDMÜLLER | ACCESSORY | 2007170000
5002161 | FPFA20-7035G | Fan Adaptor/Spacer | PCS | 8 | 2019-03-27 | FANDIS | ACCESSORY | FPFA20-7035G
5002163 | 1SCA105236R1001 | SELECTOR HANDLE | PCS | 2 | 2019-06-12 | ABB | ACCESSORY | 1SCA105236R1001
5002177 | 1010-06 | Edge protection gasket for thickness 6...8mm_PVC | M | 96 | 2019-02-28 | EMKA | ACCESSORY | 1010-06
5002193 | LHM15/05X12YW - 1 | LHM CBL marker_15x12mm_YE_1_Silicone_1.5mm | PCS | 85 | 2023-04-13 | SIEGRIST-OREL | ACCESSORY | LHM 15/05 X 12 YW 1
5002194 | LHM15/05X12YW - 2 | LHM CBL marker_15x12mm_YE_2_Silicone_1.5mm | PCS | 59 | 2023-04-13 | SIEGRIST-OREL | ACCESSORY | LHM15/05 X 12 YW 2
5002195 | LHM15/05X12YW - 3 | LHM CBL marker_15x12mm_YE_3_Silicone_1.5mm | PCS | 954 | 2023-04-13 | SIEGRIST-OREL | ACCESSORY | LHM15/05 X 12 YW 3
5002196 | LHM15/05X12YW - 4 | LHM CBL marker_15x12mm_YE_4_Silicone_1.5mm | PCS | 319 | 2023-04-13 | SIEGRIST-OREL | ACCESSORY | LHM15/05 X 12 YW 4
5002197 | LHM15/05X12YW - 5 | LHM CBL marker_15x12mm_YE_5_Silicone_1.5mm | PCS | 221 | 2023-04-13 | SIEGRIST-OREL | ACCESSORY | LHM15/05 X 12 YW 5
5002198 | LHM15/05X12YW - 6 | LHM CBL marker_15x12mm_YE_6_Silicone_1.5mm | PCS | 474 | 2023-04-13 | SIEGRIST-OREL | ACCESSORY | LHM15/05 X 12 YW 6
5002199 | LHM15/05X12YW - 7 | LHM CBL marker_15x12mm_YE_7_Silicone_1.5mm | PCS | 118 | 2023-04-13 | SIEGRIST-OREL | ACCESSORY | LHM15/05 X 12 YW 7
5002200 | LHM15/05X12YW - 8 | LHM CBL marker_15x12mm_YE_8_Silicone_1.5mm | PCS | 272 | 2023-04-13 | SIEGRIST-OREL | ACCESSORY | LHM15/05 X 12 YW 8
5002203 | LHM15/05X12YW - 9 | LHM CBL marker_15x12mm_YE_9_Silicone_1.5mm | PCS | 377 | 2023-04-13 | SIEGRIST-OREL | ACCESSORY | LHM15/05 X 12 YW 9
5002204 | LHM15/05X12YW - 10 | LHM CBL marker_15x12mm_YE_10_Silicone_1.5mm | PCS | 613 | 2023-04-13 | SIEGRIST-OREL | ACCESSORY | LHM15/05 X 12 YW 10
5002205 | LHM15/05X12YW - 11 | LHM CBL marker_15x12mm_YE_11_Silicone_1.5mm | PCS | 611 | 2023-04-13 | SIEGRIST-OREL | ACCESSORY | LHM15/05 X 12 YW 11
5002206 | LHM15/05X12YW - 12 | LHM CBL marker_15x12mm_YE_12_Silicone_1.5mm | PCS | 378 | 2023-04-13 | SIEGRIST-OREL | ACCESSORY | LHM15/05 X 12 YW 12
5002207 | LHM15/05X12YW - 13 | LHM CBL marker_15x12mm_YE_13_Silicone_1.5mm | PCS | 375 | 2023-04-13 | SIEGRIST-OREL | ACCESSORY | LHM15/05 X 12 YW 13
5002208 | LHM15/05X12YW - 14 | LHM CBL marker_15x12mm_YE_14_Silicone_1.5mm | PCS | 611 | 2023-04-13 | SIEGRIST-OREL | ACCESSORY | LHM15/05 X 12 YW 14
5002209 | LHM15/05X12YW - 15 | LHM CBL marker_15x12mm_YE_15_Silicone_1.5mm | PCS | 842 | 2021-05-11 | SIEGRIST-OREL | ACCESSORY | LHM15/05 X 12 YW 15
5002210 | LHM15/05X12YW - 16 | LHM CBL marker_15x12mm_YE_16_Silicone_1.5mm | PCS | 386 | 2023-04-13 | SIEGRIST-OREL | ACCESSORY | LHM15/05 X 12 YW 16
5002211 | LHM15/05X12YW - 17 | LHM CBL marker_15x12mm_YE_17_Silicone_1.5mm | PCS | 842 | 2021-05-11 | SIEGRIST-OREL | ACCESSORY | LHM15/05 X 12 YW 17
5002212 | LHM15/05X12YW - 18 | LHM CBL marker_15x12mm_YE_18_Silicone_1.5mm | PCS | 597 | 2023-04-13 | SIEGRIST-OREL | ACCESSORY | LHM15/05 X 12 YW 18
5002213 | LHM15/05X12YW - 19 | LHM CBL marker_15x12mm_YE_19_Silicone_1.5mm | PCS | 828 | 2021-05-11 | SIEGRIST-OREL | ACCESSORY | LHM15/05 X 12 YW 19
5002214 | LHM15/05X12YW - 20 | LHM CBL marker_15x12mm_YE_20_Silicone_1.5mm | PCS | 627 | 2023-04-13 | SIEGRIST-OREL | ACCESSORY | LHM15/05 X 12 YW 20
5002215 | LHM15/05X12YW - 22 | LHM CBL marker_15x12mm_YE_22_Silicone_1.5mm | PCS | 803 | 2023-04-13 | SIEGRIST-OREL | ACCESSORY | LHM15/05 X 12 YW 22
5002216 | LHM15/05X12YW - 23 | LHM CBL marker_15x12mm_YE_23_Silicone_1.5mm | PCS | 781 | 2023-04-13 | SIEGRIST-OREL | ACCESSORY | LHM15/05 X 12 YW 23
5002237 | 52104504 | Reduction of threads for glands int. M16 - out M20 | PCS | 1 | 2019-01-22 | LAPPKABEL | ACCESSORY | 52104504
5002239 | 36246 | Cable shield clip 8-11mm | PCS | 9 | 2019-03-27 | ICOTEK | ACCESSORY | 36246
5002240 | 1004-03 | Triangular zinc die black key | PCS | 31 | 2019-11-19 | EMKA | ACCESSORY | 1004-03
5002244 | 2CDS200970R0032 | Auxiliary contact block 1NO | PCS | 1 | 2022-11-03 | ABB | ACCESSORY | 2CDS200970R0032
5002282 | 3240060 | Outlet filter EMC | PCS | 1 | 2019-11-19 | RITTAL | ACCESSORY | SK 3240.060
5002287 | RB 65 | GROMMET_OPEN_17.5 MM_3.2 MM_9.5 MM_BLACK | PCS | 73 | 2023-04-13 | REEVITE INDUSTRIAL MOULDINGS LTD | ACCESSORY | RB 65
5002288 | 7760056352 | Fastening clip SDI | PCS | 14 | 2019-09-30 | WEIDMÜLLER | ACCESSORY | 7760056352
5002293 | 7TCA303070R0040 | Cable gland M16x1.5 nylon black OD 5-10mm | PCS | 154 | 2023-08-31 | ABB | ACCESSORY | 7TCA303070R0040
5002294 | 7TCA303070R0047 | Cable gland M20x1.5 nylon black OD 9-14mm | PCS | 8 | 2022-11-03 | ABB | ACCESSORY | 7TCA303070R0047
5002318 | 5002318 | Cable gland NPT 1/2 RAL7001 | PCS | 83 | 2020-02-03 | LAPPKABEL | ACCESSORY | 53016030
5002329 | 7TCA296000R1855 | Locknut nylon M16 black | PCS | 98 | 2023-08-31 | ABB | ACCESSORY | 7TCA296000R1855
5002330 | 7TCA296000R1856 | Locknut nylon M20 black | PCS | 44 | 2022-11-03 | ABB | ACCESSORY | 7TCA296000R1856
5002345 | HX-SCE-1K-9.5-50-S1-4-RF | Heat shrink labels_9.5mm_2:1_HF_Yellow | PCS | 752 | 2023-05-18 | TE CONNECTIVITY | ACCESSORY | HX-SCE-1K-9.5-50-S1-4
5002348 | SKINTOP-20X1.5B | Cable gland M20 7-13MM nylon black | PCS | 1 | 2019-11-19 | LAPPKABEL | ACCESSORY | 53111220
5002349 | SKINTOP-N20B | Locknut M20x1,5 nylon black | PCS | 2 | 2019-11-19 | LAPPKABEL | ACCESSORY | 53119120
5002351 | CB02647 | Cable gland M32 17-25MM nylon black with locknut | PCS | 9 | 2019-11-19 | ELKAY | ACCESSORY | CB02647
5002352 | 22052D M3X4 | Cable gland M20x1,5 brass_nickel with 3x4 insert | PCS | 22 | 2019-11-19 | PFLITSCH | ACCESSORY | 22052D M3X4
5002353 | 23255D M5X8 | Cable gland M32x1,5 brass_nickel with 5x8 insert | PCS | 22 | 2019-11-19 | PFLITSCH | ACCESSORY | 23255D M5X8
5002356 | 7904100000 | END PLATE ZAP/TW 4/3AN | PCS | 17 | 2022-11-03 | WEIDMÜLLER | ACCESSORY | 7904100000
5002357 | 7TAA292670R0024 | Locknut BMN-M32 | PCS | 3 | 2022-11-03 | PMA AG | ACCESSORY | BMN-M32
5002358 | 7TAA292240R0209 | Conduit PMA VAMLG-29B | M | 22 | 2022-11-03 | PMA AG | ACCESSORY | VAMLG-29B
5002359 | 7TAA292240R0205 | Conduit PMA VAMLG-17B | M | 123.1 | 2022-11-03 | PMA AG | ACCESSORY | VAMLG-17B
5002363 | 7TAA292150R0530 | Thread PMA MVNV-M253-11 | PCS | 1 | 2022-11-04 | PMA AG | ACCESSORY | MVNV-M253-11
5002365 | PV506B | GROMMET_BLIND_17.5 MM_1.6 MM_BLACK | PCS | 3 | 2019-04-29 | REEVITE INDUSTRIAL MOULDINGS LTD | ACCESSORY | PV506B
5002369 | 1773411 | GROMMET_EDGING_1.0-1.6 MM_PE_NATURAL | M | 8 | 2022-08-31 | PRO POWER | ACCESSORY | ED-16
5002375 | 280-324 | Terminal block end plate 2,5 mm | PCS | 70 | 2019-11-19 | WAGO | ACCESSORY | 280-324
5002376 | 2004-1291 | Terminal block end plate for 4mm2 terminals | PCS | 47 | 2019-11-19 | WAGO | ACCESSORY | 2004-1291
5002391 | 7TAA292670R0023 | Hexagonal Lock Nut M25 black | PCS | 67 | 2023-08-11 | PMA AG | ACCESSORY | BMN-M25
5002396 | 882-9941 | CABLE GLAND+LOCKNUT_M16__NYLON dark grey | PCS | 6 | 2019-05-29 | HELLERMANN TYTON | ACCESSORY | NGM16-DGY
5002409 | 06201808 | Z-TYPE CBL MARKER_4.5 MM_GY_8_PPVC_AWG10_SIZE 18 | PCS | 395 | 2020-06-11 | TYCO / CRITCHLEY | ACCESSORY | 06201808
5002410 | LHM20/05X3YW - 1 | LHM CBL marker_20/05x3mm_YE_1_Silicone_2.0mm | PCS | 609 | 2019-11-15 | SIEGRIST-OREL | ACCESSORY | LHM20/05 X 3 YW 1
5002411 | LHM20/05X3YW - 2 | LHM CBL marker_20/05x3mm_YE_2_Silicone_2.0mm | PCS | 199 | 2019-11-15 | SIEGRIST-OREL | ACCESSORY | LHM20/05 X 3 YW 2
5002412 | LHM20/05X3YW - 3 | LHM CBL marker_20/05x3mm_YE_3_Silicone_2.0mm | PCS | 517 | 2019-11-15 | SIEGRIST-OREL | ACCESSORY | LHM20/05 X 3 YW 3
5002413 | LHM20/05 X3YW - 4 | LHM CBL marker_20/05x3mm_YE_4_Silicone_2.0mm | PCS | 665 | 2019-11-15 | SIEGRIST-OREL | ACCESSORY | LHM20/05 X 3 YW 4
5002414 | LHM20/05X3YW - 5 | LHM CBL marker_20/05x3mm_YE_5_Silicone_2.0mm | PCS | 824 | 2019-11-15 | SIEGRIST-OREL | ACCESSORY | LHM20/05 X 3 YW 5
5002415 | LHM20/05X3YW - 6 | LHM CBL marker_20/05x3mm_YE_6_Silicone_2.0mm | PCS | 823 | 2019-11-15 | SIEGRIST-OREL | ACCESSORY | LHM20/05 X 3 YW 6
5002416 | LHM20/05X3YW - 7 | LHM CBL marker_20/05x3mm_YE_7_Silicone_2.0mm | PCS | 785 | 2019-11-15 | SIEGRIST-OREL | ACCESSORY | LHM20/05 X 3 YW 7
5002417 | LHM20/05X3YW - 8 | LHM CBL marker_20/05x3mm_YE_8_Silicone_2.0mm | PCS | 878 | 2019-11-15 | SIEGRIST-OREL | ACCESSORY | LHM20/05 X 3 YW 8
5002418 | LHM20/05X3YW - 9 | LHM CBL marker_20/05x3mm_YE_9_Silicone_2.0mm | PCS | 872 | 2019-11-15 | SIEGRIST-OREL | ACCESSORY | LHM20/05 X 3 YW 9
5002419 | LHM20/05X3YW - 0 | LHM CBL marker_20/05x3mm_YE_0_Silicone_2.0mm | PCS | 878 | 2019-11-15 | SIEGRIST-OREL | ACCESSORY | LHM20/05 X 3 YW 0
5002428 | 564780 | FESTO Connectors Tube to Tube Union cross_ QBX | PCS | 3 | 2021-03-05 | FESTO | ACCESSORY | QBX-1/4T-U
5002436 | 3030488 | End cover D-ST 2,5-TWIN | PCS | 159 | 2023-10-26 | PHOENIX | ACCESSORY | 3030488
5002450 | 880811-2 | Cover cap 3way elastomer | PCS | 99 | 2019-09-18 | TE CONNECTIVITY | ACCESSORY | 880811-2
5002451 | 7TAA292150R0665 | Conduit connector straight M32x1.5_black NW29 | PCS | 4 | 2022-08-04 | PMA AG | ACCESSORY | NVNV-M329-13
5002479 | DV-M 16 | Sealing insert for M16 gland OD 10 mm | PCS | 137 | 2023-10-17 | LAPPKABEL | ACCESSORY | DV-M 16
5002496 | 1991940000 | END plate for 3C 6mm2 terminals A series | PCS | 4 | 2019-07-26 | WEIDMÜLLER | ACCESSORY | 1991940000
5002502 | 7TAA292240R0062 | Cable conduit NW23_black | M | 238.8 | 2020-04-30 | PMA AG | ACCESSORY | PCLG-23B
5002505 | 461300000 | SAK series cross-connector 4-pos 8mm pitch | PCS | 37 | 2020-02-29 | WEIDMÜLLER | ACCESSORY | 0461300000
5002507 | OR10-2 | O-ring NBR 70 Shore A ID 10x2 mm for M12 thread | PCS | 11 | 2021-03-01 | HANSA-FLEX | ACCESSORY | OR 10-2
5002511 | 74271132 | WE-STAR-TEC Ferrite with safety key technology | PCS | 37 | 2022-11-03 | WÜRTH ELEKTRONIK OY | ACCESSORY | 74271132
5002512 | 87702120 | Cable tie rail plastic 235x15 mm black | PCS | 1 | 2021-11-12 | MURRPLASTIK | ACCESSORY | 87702120
5002517 | 21410000002 | End cap for M12 female connector plastic black | PCS | 14 | 2021-11-12 | HARTING | ACCESSORY | 21410000002
5002520 | 53325450 | Multiple sealing insert 4x5,0 for M25 gland | PCS | 49 | 2021-07-29 | LAPPKABEL | ACCESSORY | 53325450
5002532 | 6348742 | Holder for 3 modules, plastic | PCS | 41 | 2023-10-26 | SIEMENS | ACCESSORY | 3SU1500-0AA10-0AA0
5002545 | 01495 | Universal busbar support 3Pole | PCS | 5 | 2023-10-26 | WÖHNER | ACCESSORY | 01495
5002560 | 6326269 | Terminal cover for terminals S2 | PCS | 6 | 2023-10-25 | SIEMENS | ACCESSORY | 3RT2936-4EA2
5002589 | 7TAA292150R1075 | PMA Straight Cable ConFit_PA 6 GR_12mm_PG11_L 11 m | PCS | 6 | 2022-09-15 | PMA AG | ACCESSORY | SVND-P112GT-11
5002590 | 7TAA292150R1048 | PMA Straight Cable ConFit_M20x1.5 GR_SVND | PCS | 6 | 2022-09-15 | PMA AG | ACCESSORY | SVND-M202GT
5002612 | 144-02-873 | M16 Panel Mount Connector_2P Socket C091A | PCS | 14 | 2020-09-04 | AMPHENOL | AH_SUBCON | T3203000
5002613 | T3200001 | 2 PIN PLUG STRAIGHT SOLDER CONNECTOR | PCS | 5 | 2021-09-23 | AMPHENOL | ACCESSORY | T3200001
5002620 | ZB5AD2 | Selector switch head black 2-pos 22mm black | PCS | 10 | 2022-10-31 | SCHNEIDER | ACCESSORY | ZB5AD2
5002631 | 61030000044 | Cable clamp metal hood 9-37P dia.7-10mm | PCS | 8 | 2022-10-31 | HARTING | ACCESSORY | 61030000044
5002673 | 6827123 | BL20 end plate | PCS | 4 | 2021-03-05 | TURCK | ACCESSORY | 6827123
5002738 | 1703838-1 | HDSCS Fixing Slide 3mm Group A yellow | PCS | 5 | 2022-11-29 | TE CONNECTIVITY | ACCESSORY | 1703838-1
5002764 | 53015150+53019050 | cable gland PG21 with nut Gray RAL7001 | PCS | 49 | 2019-12-19 | LAPPKABEL | ACCESSORY | S1221
5002797 | 197387 | Plastic tubing PUN-H 12x2mm blue hydrolysis resist | M | 10 | 2020-05-29 | FESTO | ACCESSORY | 197387
5002811 | FEV-G-0004 | L/WEIGHT NYLON CONDUIT TUBE NC20 ORG | M | 15 | 2019-11-21 | HARNESSFLEX | ACCESSORY | NC20/OR
5002814 | 533362 | MPA valve block label holder | PCS | 48 | 2020-03-19 | FESTO | ACCESSORY | 533362
5002855 | 571-1587827-3 | CABLE SEAL RETAINER, SIZE C, HVA280-2PI | PCS | 62 | 2022-03-11 | TE CONNECTIVITY | ACCESSORY | 1587827-3
5002871 | 53611001 | AS-Interface flat cable insert for M20 gland | PCS | 38 | 2020-05-19 | LAPPKABEL | ACCESSORY | 53611001
5002919 | 96.04SMA | Relay socket 14pins 12A 250V | PCS | 2 | 2022-08-04 | FINDER | ACCESSORY | 96.04 SMA
5002920 | 9602SMA | Relay socket 8pins 12A_250V screw | PCS | 10 | 2020-01-17 | FINDER | ACCESSORY | 96.02 SMA
5002924 | 7TAA292580R0016 | Conduit adapter Black IP68 fitting NW17 | PCS | 13 | 2022-08-04 | PMA AG | ACCESSORY | BAVR-17/12
5002932 | 112263-90 | PANEL NUT, SIZE 24, HD30 | PCS | 8 | 2024-01-17 | DEUTSCH | ACCESSORY | 112263-90
5002933 | 112264-ZZ | LOCKWASHER, SIZE 24, HD30 | PCS | 3 | 2024-01-17 | DEUTSCH | ACCESSORY | 112264-ZZ
5002934 | 1051016:0151 | ZB6 MARKER 151-160 STRIP | PCS | 50 | 2021-10-30 | PHOENIX | ACCESSORY | 1051016:0151
5002936 | T-GD53 | GROMMET_BLIND__64MM_53MM_1.5-3MM_BLACK | PCS | 2 | 2020-09-30 | TRELLEBORG | ACCESSORY | 100182
5002980 | BDP-13-22 | Protection tabs, M16, Polyamide 6 | PCS | 7 | 2020-08-07 | BIMED | ACCESSORY | BDP-13-22
5002981 | BDP-29-22 | Protection tabs, M32, Polyamide 6 | PCS | 2 | 2020-08-07 | BIMED | ACCESSORY | BDP-29-22
5003010 | 685078 | HEAT SHRINK ADHESIVE_3:1_9.5 MM_BLUE | M | 2.2 | 2022-12-21 | RS COMPONENTS | ACCESSORY | 241-7422
5003043 | CAP222049 | Sealing washer ISO20_neoprene | PCS | 66 | 2021-09-30 | CAPRI | ACCESSORY | 222049
5003051 | 7TAA292580R0015 | conduit adapter NW 17/10 BK | PCS | 29 | 2020-10-30 | ABB | ACCESSORY | BAVR-17 10
5003059 | 1492-EB3 | End plate gray for 4mm2 terminal | PCS | 38 | 2020-11-11 | ALLEN BRADLEY | ACCESSORY | 1492-EB3
5003060 | 1492-CJ5-10 | Terminal block jumper 10P screw | PCS | 27 | 2020-11-11 | ALLEN BRADLEY | ACCESSORY | 1492-CJ5-10
5003064 | 1492-EBTF3 | End plate gray for 2.5mm2 3-level terminal | PCS | 38 | 2020-11-11 | ALLEN BRADLEY | ACCESSORY | 1492-EBTF3
5003065 | 1492-CJT5-10 | Terminal block jumper 10P screw for WTF3 | PCS | 24 | 2020-11-11 | ALLEN BRADLEY | ACCESSORY | 1492-CJT5-10
5003067 | 1769ECR | Compactlogix end cap right | PCS | 1 | 2020-11-11 | ALLEN BRADLEY | ACCESSORY | 1769-ECR
5003075 | 70227007 | Cord grip 3/4" 15.9-19.0 mm | PCS | 3 | 2020-11-11 | HUBBELL | ACCESSORY | SHC1037CR
5003077 | 7807K46 | 3/4" NPT multi-hole cord grip 4 x 5-6 mm cable OD | PCS | 3 | 2020-11-11 | MCMASTER-CARR | ACCESSORY | 7807K46
5003083 | WM-2PB | Lock, DTM, 2 way recept., B key | PCS | 130 | 2021-05-03 | DEUTSCH | ACCESSORY | WM-2PB
5003084 | 669-2554 | Terminal housing faston tab 6.35_Black | PCS | 483 | 2021-05-31 | TE CONNECTIVITY | ACCESSORY | 926539-5
5003086 | IMT36180 | Grommet with bulkhead; Ømount.hole:17mm_EPDM_grey | PCS | 40 | 2022-09-01 | SCHNEIDER | ACCESSORY | IMT36180
5003145 | 731739004 | Flat gasket EPDM brown | PCS | 54 | 2022-02-08 | HIRSCHMANN | ACCESSORY | GDM3-21 EPDM
5003148 | 1SNA231008R0300 | TERM MARKER_5X10MM H_WH_61...70_HORIZONTAL MARKING | PCS | 83 | 2022-06-17 | TE CONNECTIVITY | ACCESSORY | 1SNA231008R0300
5003154 | 7807K44 | 3/4" NPT MULTI-HOLE CORD GRIP 2x 0.24-0.31" DIAM | PCS | 2 | 2020-11-11 | MCMASTER-CARR | ACCESSORY | 7807K44
5003157 | 2661280000 | End bracket A series | PCS | 372 | 2022-01-28 | WEIDMÜLLER | ACCESSORY | 2661280000
5003160 | KQ2P-06 | BLANKING PLUG 6MM | PCS | 19 | 2022-11-08 | SMC | ACCESSORY | KQ2P-06
5003161 | 19000005084 | Gable gland M20x1,5_10-14mm brass IP68 | PCS | 3 | 2021-09-16 | HARTING | ACCESSORY | 19000005084
5003165 | PEAPP13N-33 | Low-Density Polyethylene Tubing 3/8 x 1/2" | M | 28 | 2020-11-11 | SMC | ACCESSORY | PEAPP13N-33
5003176 | 600723 | O-RING 11.6 ID X 2.4 SEC VITON_FKM/FPM | PCS | 1003 | 2021-10-19 | ESSENTRA | ACCESSORY | 600723
5003182 | 9300165406 | Han 16B dust protection cap | PCS | 8 | 2022-11-03 | HARTING | ACCESSORY | 9300165406
5003186 | 1492-SJS | Side jumper insulating sleeve | PCS | 12 | 2020-11-11 | ALLEN BRADLEY | ACCESSORY | 1492-SJS
5003206 | DE-108248 SK14 shield clamp | Cable shield clamp SK14 | PCS | 10 | 2020-10-12 | KOLLMORGEN | ACCESSORY | DE-108248
5003207 | 1675350000 | Shielding clamp KLBUE 2x2-6 | PCS | 20 | 2020-10-02 | WEIDMÜLLER | ACCESSORY | 1675350000
5003208 | 1806540000 | Locknut M12 BK 9005_PA6 | PCS | 92 | 2022-05-26 | WEIDMÜLLER | ACCESSORY | 1806540000
5003209 | 2721930000 | Cable gland M12_Ex_4-6,5mm_Polyamide | PCS | 88 | 2022-05-26 | WEIDMÜLLER | ACCESSORY | 2721930000
5003242 | 52104318 | M40 → M32 Cable Gland Adapter, Nickel Plated Brass | PCS | 21 | 2022-11-17 | LAPPKABEL | ACCESSORY | 52104318
5003248 | 42RXE0075 | GASKET 0.75" TRI-CLAMP EPDM | PCS | 10 | 2020-11-11 | CSI | ACCESSORY | 42RXE0075
5003254 | SDR-1 | Wire Marker_Pre Printed_1_5.46mm x 2.44m_PET_Bk/Wh | PCS | 60 | 2022-08-27 | 3M | ACCESSORY | SDR-1
5003255 | SDR-2 | Wire Marker_Pre Printed_2_5.46mm x 2.44m_PET_Bk/Wh | PCS | 49 | 2022-08-27 | 3M | ACCESSORY | SDR-2
5003256 | SDR-3 | Wire Marker_Pre Printed_3_5.46mm x 2.44m_PET_Bk/Wh | PCS | 49 | 2022-08-27 | 3M | ACCESSORY | SDR-3
5003257 | SDR-4 | Wire Marker_Pre Printed_4_5.46mm x 2.44m_PET_Bk/Wh | PCS | 67 | 2022-08-27 | 3M | ACCESSORY | SDR-4
5003258 | SDR-5 | Wire Marker_Pre Printed_5_5.46mm x 2.44m_PET_Bk/Wh | PCS | 49 | 2022-08-27 | 3M | ACCESSORY | SDR-5
5003259 | SDR-6 | Wire Marker_Pre Printed_6_5.46mm x 2.44m_PET_Bk/Wh | PCS | 59 | 2022-08-27 | 3M | ACCESSORY | SDR-6
5003260 | SDR-7 | Wire Marker_Pre Printed_7_5.46mm x 2.44m_PET_Bk/Wh | PCS | 50 | 2022-08-27 | 3M | ACCESSORY | SDR-7
5003261 | SDR-8 | Wire Marker_Pre Printed_8_5.46mm x 2.44m_PET_Bk/Wh | PCS | 51 | 2022-08-27 | 3M | ACCESSORY | SDR-8
5003262 | SDR-9 | Wire Marker_Pre Printed_9_5.46mm x 2.44m_PET_Bk/Wh | PCS | 66 | 2022-08-27 | 3M | ACCESSORY | SDR-9
5003266 | CGB195 | CABLE GLAND CGB195 1/2", FORM B, STEEL | PCS | 25 | 2020-12-03 | EATON | ACCESSORY | CGB195
5003268 | IMT37303 | Cable Grommet Ømount.hole:17mm TET 7-10 Gray | PCS | 17 | 2022-09-01 | SCHNEIDER | ACCESSORY | IMT37303
5003279 | 3498248 | CABLE TIE_300 MM_4.8 MM_BLACK UV Nylon 66 | PCS | 90 | 2021-08-02 | CONCORDIA TECHNOLOGIES | ACCESSORY | ACT300X4.8B
5003280 | 1492-CJ6-10 | Center Jumper 10-pole for 1492-W4 | PCS | 6 | 2020-11-11 | ALLEN BRADLEY | ACCESSORY | 1492-CJ6-10
5003282 | 2002-407 | Push-in type jumper bar; insulated; 7-way | PCS | 12 | 2022-07-11 | WAGO | ACCESSORY | 2002-407
5003301 | 207604 | Diaphragm grommet M32_KT-M32 | PCS | 4 | 2022-07-29 | EATON | ACCESSORY | 207604
5003328 | 110031048 | Wire Marker_Pre Printed_0_5.46mm x 2.44m_PET_Bk/Wh | PCS | 59 | 2022-08-27 | 3M | ACCESSORY | SDR-0
5003329 | 3010669 | Wire Marker_Pre Printed_A_5.46mm x 2.44m_PET_Bk/Wh | PCS | 25.5 | 2022-08-27 | 3M | ACCESSORY | SDR-A
5003330 | 517-SDR-B | Wire Marker_Pre Printed_B_5.46mm x 2.44m_PET_Bk/Wh | PCS | 30.5 | 2022-08-27 | 3M | ACCESSORY | SDR-B
5003331 | 517-SDR-C | Wire Marker_Pre Printed_C_5.46mm x 2.44m_PET_Bk/Wh | PCS | 28.2 | 2022-08-25 | 3M | ACCESSORY | SDR-C
5003332 | 517-SDR-D | Wire Marker_Pre Printed_D_5.46mm x 2.44m_PET_Bk/Wh | PCS | 28.2 | 2022-08-25 | 3M | ACCESSORY | SDR-D
5003335 | 1803934 | Cable housing - KGG-MSTB 2,5/ 2 | PCS | 13 | 2021-05-04 | PHOENIX | ACCESSORY | 1803934
5003341 | ZB5AZ105 | Contact block 1NO+1NC with collar | PCS | 17 | 2022-10-31 | SCHNEIDER | ACCESSORY | ZB5AZ105
5003373 | 1736980000 | Locknut M63 nylon BK | PCS | 5 | 2021-03-02 | WEIDMÜLLER | ACCESSORY | 1736980000
5003400 | 2004-402 | Jumper 2way insulated light gray | PCS | 39 | 2022-08-05 | WAGO | ACCESSORY | 2004-402
5003415 | 3VA9153-0JA11 | BOX TERMINAL 3 PCS. - 1,5...70mm² | PCS | 11 | 2022-05-24 | SIEMENS | ACCESSORY | 3VA9153-0JA11
5003427 | 2484220000 | Terminal marker WS 12/9.5-11 MC NE WS | PCS | 300 | 2023-09-14 | WEIDMÜLLER | ACCESSORY | 2484220000
5003432 | 42906 | Sealing insert metric multiple 5x25mm | PCS | 22 | 2021-07-29 | ICOTEK | ACCESSORY | 42906
5003464 | 037000140100 | CBL MARKER_PT-V+ 90_BK_0_PVC_dia 4,0-9,0 mm | PCS | 19885 | 2021-07-27 | SES-STERLING | ACCESSORY | 037000140100
5003465 | 037000140061 | CBL MARKER_PT-V+ 90_BN_1_PVC_dia 4,0-9,0 mm | PCS | 28878 | 2021-08-03 | SES-STERLING | ACCESSORY | 037000140061
5003466 | 037000140072 | CBL MARKER_PT-V+ 90_RD_2_PVC_dia 4,0-9,0 mm | PCS | 9359 | 2021-08-03 | SES-STERLING | ACCESSORY | 037000140072
5003467 | 037000140053 | CBL MARKER_PT-V+ 90_OG_3_PVC_dia 4,0-9,0 mm | PCS | 9333 | 2021-08-03 | SES-STERLING | ACCESSORY | 037000140053
5003468 | 037000140044 | CBL MARKER_PT-V+ 90_YE_4_PVC_dia 4,0-9,0 mm | PCS | 9623 | 2021-07-30 | SES-STERLING | ACCESSORY | 037000140044
5003469 | 037000140035 | CBL MARKER_PT-V+ 90_GN_5_PVC_dia 4,0-9,0 mm | PCS | 2054 | 2021-07-27 | SES-STERLING | ACCESSORY | 037000140035
5003470 | 037000140026 | CBL MARKER_PT-V+ 90_BU_6_PVC_dia 4,0-9,0 mm | PCS | 1754 | 2021-08-03 | SES-STERLING | ACCESSORY | 037000140026
5003471 | 037000140087 | CBL MARKER_PT-V+ 90_VT_7_PVC_dia 4,0-9,0 mm | PCS | 2569 | 2021-08-03 | SES-STERLING | ACCESSORY | 037000140087
5003472 | 037000140138 | CBL MARKER_PT-V+ 90_GY_8_PVC_dia 4,0-9,0 mm | PCS | 1996 | 2021-07-27 | SES-STERLING | ACCESSORY | 037000140138
5003473 | 037000140019 | CBL MARKER_PT-V+ 90_WH_9_PVC_dia 4,0-9,0 mm | PCS | 3887 | 2021-07-30 | SES-STERLING | ACCESSORY | 037000140019
5003474 | 03700004001- | CBL MARKER_PT-V+ 90_WH_-_PVC_dia 4,0-9,0 mm | PCS | 1440 | 2021-07-30 | SES-STERLING | ACCESSORY | 03700004001-
5003475 | 03700004001L | CBL MARKER_PT-V+ 90_WH_L_PVC_dia 4,0-9,0 mm | PCS | 13664 | 2021-08-03 | SES-STERLING | ACCESSORY | 03700004001L
5003477 | 03700004001E | CBL MARKER_PT-V+ 90_WH_E_PVC_dia 4,0-9,0 mm | PCS | 14922 | 2021-07-30 | SES-STERLING | ACCESSORY | 03700004001E
5003488 | 037000130100 | CBL MARKER_PT-V+ 45_BK_0_PVC_dia 2,2-5,0 mm | PCS | 292752 | 2021-07-27 | SES-STERLING | ACCESSORY | 037000130100
5003489 | 037000130061 | CBL MARKER_PT-V+ 45_BN_1_PVC_dia 2,2-5,0 mm | PCS | 139296 | 2021-07-30 | SES-STERLING | ACCESSORY | 037000130061
5003490 | 037000130072 | CBL MARKER_PT-V+ 45_RD_2_PVC_dia 2,2-5,0 mm | PCS | 50222 | 2021-07-30 | SES-STERLING | ACCESSORY | 037000130072
5003491 | 037000130053 | CBL MARKER_PT-V+ 45_OG_3_PVC_dia 2,2-5,0 mm | PCS | 31849 | 2021-07-30 | SES-STERLING | ACCESSORY | 037000130053
5003492 | 037000130044 | CBL MARKER_PT-V+ 45_YE_4_PVC_dia 2,2-5,0 mm | PCS | 41891 | 2021-07-27 | SES-STERLING | ACCESSORY | 037000130044
5003493 | 037000130035 | CBL MARKER_PT-V+ 45_GN_5_PVC_dia 2,2-5,0 mm | PCS | 29030 | 2021-07-27 | SES-STERLING | ACCESSORY | 037000130035
5003494 | 037000130026 | CBL MARKER_PT-V+ 45_BU_6_PVC_dia 2,2-5,0 mm | PCS | 28508 | 2021-07-27 | SES-STERLING | ACCESSORY | 037000130026
5003495 | 037000130087 | CBL MARKER_PT-V+ 45_VT_7_PVC_dia 2,2-5,0 mm | PCS | 29033 | 2021-07-30 | SES-STERLING | ACCESSORY | 037000130087
5003496 | 037000130138 | CBL MARKER_PT-V+ 45_GY_8_PVC_dia 2,2-5,0 mm | PCS | 34808 | 2021-07-30 | SES-STERLING | ACCESSORY | 037000130138
5003497 | 037000130019 | CBL MARKER_PT-V+ 45_WH_9_PVC_dia 2,2-5,0 mm | PCS | 68415 | 2021-07-30 | SES-STERLING | ACCESSORY | 037000130019
5003498 | 03700003001- | CBL MARKER_PT-V+ 45_WH_-_PVC_dia 2,2-5,0 mm | PCS | 9787 | 2021-07-30 | SES-STERLING | ACCESSORY | 03700003001-
5003499 | 03700003001E | CBL MARKER_PT-V+ 45_WH_E_PVC_dia 2,2-5,0 mm | PCS | 17631 | 2021-07-30 | SES-STERLING | ACCESSORY | 03700003001E
5003500 | 03700003001L | CBL MARKER_PT-V+ 45_WH_L_PVC_dia 2,2-5,0 mm | PCS | 8916 | 2021-07-27 | SES-STERLING | ACCESSORY | 03700003001L
5003501 | 037000120100 | CBL MARKER_PT-V+ 30_BK_0_PVC_dia 1,0-3,0 mm | PCS | 94974 | 2021-08-06 | SES-STERLING | ACCESSORY | 037000120100
5003502 | 037000120061 | CBL MARKER_PT-V+ 30_BN_1_PVC_dia 1,0-3,0 mm | PCS | 69359 | 2021-11-24 | SES-STERLING | ACCESSORY | 037000120061
5003503 | 037000120072 | CBL MARKER_PT-V+ 30_RD_2_PVC_dia 1,0-3,0 mm | PCS | 33282 | 2021-11-24 | SES-STERLING | ACCESSORY | 037000120072
5003504 | 037000120053 | CBL MARKER_PT-V+ 30_OG_3_PVC_dia 1,0-3,0 mm | PCS | 492 | 2021-11-24 | SES-STERLING | ACCESSORY | 037000120053
5003505 | 037000120044 | CBL MARKER_PT-V+ 30_YE_4_PVC_dia 1,0-3,0 mm | PCS | 4895 | 2021-11-24 | SES-STERLING | ACCESSORY | 037000120044
5003506 | 037000120035 | CBL MARKER_PT-V+ 30_GN_5_PVC_dia 1,0-3,0 mm | PCS | 34846 | 2021-11-24 | SES-STERLING | ACCESSORY | 037000120035
5003507 | 037000120026 | CBL MARKER_PT-V+ 30_BU_6_PVC_dia 1,0-3,0 mm | PCS | 3983 | 2021-11-24 | SES-STERLING | ACCESSORY | 037000120026
5003508 | 037000120087 | CBL MARKER_PT-V+ 30_VT_7_PVC_dia 1,0-3,0 mm | PCS | 9496 | 2021-08-06 | SES-STERLING | ACCESSORY | 037000120087
5003509 | 032000120138 | CBL MARKER_PT-V+ 30_GY_8_PVC_dia 1,0-3,0 mm | PCS | 4475 | 2021-08-06 | SES-STERLING | ACCESSORY | 032000120138
5003510 | 037000120019 | CBL MARKER_PT-V+ 30_WH_9_PVC_dia 1,0-3,0 mm | PCS | 15565 | 2021-08-06 | SES-STERLING | ACCESSORY | 037000120019
5003511 | 03700002001- | CBL MARKER_PT-V+ 30_WH_-_PVC_dia 1,0-3,0 mm | PCS | 9940 | 2021-08-06 | SES-STERLING | ACCESSORY | 03700002001-
5003512 | 03700002001L | CBL MARKER_PT-V+ 30_WH_L_PVC_dia 1,0-3,0 mm | PCS | 1000 | 2021-06-30 | SES-STERLING | ACCESSORY | 03700002001L
5003517 | 03700004001E | CBL MARKER_PT-V+ 90_WH_E_PVC_dia 4,0-9,0 mm | PCS | 190 | 2021-04-14 | SES-STERLING | ACCESSORY | 03700004001E
5003521 | 03700002001T | CBL MARKER_PT-V+ 30_WH_T_PVC_dia 1,0-3,0 mm | PCS | 204 | 2021-06-14 | SES-STERLING | ACCESSORY | 03700002001T
5003523 | 03700002001C | CBL MARKER_PT-V+ 30_WH_C_PVC_dia 1,0-3,0 mm | PCS | 400 | 2021-04-14 | SES-STERLING | ACCESSORY | 03700002001C
5003524 | 03700002001+ | CBL MARKER_PT-V+ 30_WH_+_PVC_dia 1,0-3,0 mm | PCS | 429 | 2021-06-21 | SES-STERLING | ACCESSORY | 03700002001+
5003525 | 03700002001A | CBL MARKER_PT-V+ 30_WH_A_PVC_dia 1,0-3,0 mm | PCS | 459 | 2021-07-30 | SES-STERLING | ACCESSORY | 03700002001A
5003526 | 03700002001B | CBL MARKER_PT-V+ 30_WH_B_PVC_dia 1,0-3,0 mm | PCS | 454 | 2021-07-30 | SES-STERLING | ACCESSORY | 03700002001B
5003527 | 03700002001V | CBL MARKER_PT-V+ 30_WH_V_PVC_dia 1,0-3,0 mm | PCS | 447 | 2021-04-14 | SES-STERLING | ACCESSORY | 03700002001V
5003528 | 03700003001S | CBL MARKER_PT-V+ 45_WH_S_PVC_dia 2,2-5,0 mm | PCS | 19710 | 2021-07-30 | SES-STERLING | ACCESSORY | 03700003001S
5003529 | 03700002001S | CBL MARKER_PT-V+ 30_WH_S_PVC_dia 1,0-3,0 mm | PCS | 1360 | 2021-07-30 | SES-STERLING | ACCESSORY | 03700002001S
5003530 | 03700002001E | CBL MARKER_PT-V+ 30_WH_E_PVC_dia 1,0-3,0 mm | PCS | 165 | 2021-07-27 | SES-STERLING | ACCESSORY | 03700002001E
5003535 | 3458860 | Locknut M40x1,5 PA6 RAL 7035 | PCS | 39 | 2022-09-26 | WISKA | ACCESSORY | 10060775
5003537 | 10060771 | Locknut M16x1,5 PA6 RAL 7035 | PCS | 36 | 2022-09-26 | WISKA | ACCESSORY | 10060771
5003538 | 144-22-532 | Plastic dust cap for D-Sub 9-pole female black | PCS | 134 | 2023-01-10 | HARTING | ACCESSORY | 9670090712
5003547 | 19140010507 | Hood side entry M25 Han 1Mod-gs-M25 M4 | PCS | 10 | 2021-07-16 | HARTING | ACCESSORY | 19140010507
5003548 | 09140010314 | Carrier hood single locking Zinc nick plated IP65 | PCS | 7 | 2021-08-25 | HARTING | ACCESSORY | 09140010314
5003549 | 09140010308 | Housing 1 Mod agg M M4 IP65 Zinc die-cast | PCS | 20 | 2021-09-09 | HARTING | ACCESSORY | 09140010308
5003551 | 09140009971 | Coding pin 1 red HAN modular | PCS | 12 | 2021-08-31 | HARTING | ACCESSORY | 09140009971
5003552 | 09140009972 | Coding pin 2 blue HAN modular | PCS | 12 | 2021-08-31 | HARTING | ACCESSORY | 09140009972
5003553 | 09140009974 | Coding pin 4 yellow HAN modular | PCS | 12 | 2021-08-31 | HARTING | ACCESSORY | 09140009974
5003555 | 5ST3664-2HG | Pin busbar 9 x 2-phase for 5SJ MCB | PCS | 7 | 2021-11-12 | SIEMENS | ACCESSORY | 5ST3664-2HG
5003558 | FL.0233.232.029 | Corrugated conduit OD 34,5mm BK PA6 | M | 1.6 | 2021-07-22 | FLEXA | ACCESSORY | 10233232029
5003561 | FL.5107.434.232 | Connector straight for corrugated tube OD34,5_M32 | PCS | 1 | 2021-07-22 | FLEXA | ACCESSORY | 15107434232
5003565 | 1552620000 | End plate A series 3C 1,5 | PCS | 259 | 2022-05-31 | WEIDMÜLLER | ACCESSORY | 1552620000
5003591 | 1803882 | Cable housing 4 pos_green | PCS | 8 | 2024-04-09 | PHOENIX | ACCESSORY | 1803882
5003592 | 1803895 | Cable housing 5 pos_green | PCS | 3 | 2024-04-09 | PHOENIX | ACCESSORY | 1803895
5003593 | 1803921 | Cable housing 8 pos_green | PCS | 1 | 2024-04-09 | PHOENIX | ACCESSORY | 1803921
5003594 | 0804280:0001 | Marker for term. blocks - SK 5,08/2,8_1-10_14 rows | PCS | 10 | 2024-04-09 | PHOENIX | ACCESSORY | 0804280:0001
5003604 | 851434-1 | GASKET FOR SOUTHCO LATCH TOOL | PCS | 140 | 2021-05-05 | SOUTHCO | ACCESSORY | E3-0-30268-02
5003625 | CAP672117 | Conduit type L size 21 PA6 Black HF UV | M | 21 | 2021-08-11 | EATON | ACCESSORY | CAP672117
5003628 | 408-198 | SLEEVE 5MM BRAID BLACK | M | 7.5 | 2021-09-16 | RS COMPONENTS | ACCESSORY | 408-198
5003632 | 7760056367 | Retaining clip DRM D series | PCS | 10 | 2021-06-02 | WEIDMÜLLER | ACCESSORY | 7760056367
5003690 | 2359842 | Connector_RJ45_Boot_PVC_BK | PCS | 144 | 2024-01-17 | CINCH | ACCESSORY | 32-2900BK
5003698 | 1492-EBJ3 | End Barrier Grey for 1492 series | PCS | 50 | 2021-10-18 | ALLEN BRADLEY | CONNECTORS | 1492-EBJ3
5003713 | 9010000 | Cap M22x1,5 | PCS | 2 | 2022-09-01 | PLASTMARK | ACCESSORY | 9010000
5003787 | 0706647 | Partition plate TPNS-UK | PCS | 51 | 2023-10-26 | PHOENIX | ACCESSORY | 0706647
5003791 | 571-7-180984-0 | Housing crimp terminal Recept 1pos flag natural | PCS | 619 | 2022-09-26 | TE CONNECTIVITY | ACCESSORY | 7-180984-0
5003797 | CXA 01 I | Housing 1Mod_1lever_with PE_IP65 Al die cast | PCS | 2 | 2021-08-31 | ILME | ACCESSORY | CXA 01 I
5003799 | CR 20 | Single code pin, stainless steel | PCS | 50 | 2021-09-21 | ILME | ACCESSORY | CR 20
5003800 | 267544 | TCL-05SV4 LARGE TERMINAL COVER | PCS | 48 | 2022-08-30 | MITSUBISHI ELECTRIC | ACCESSORY | 267544
5003805 | 181-0471 | Plastic dust cap for RJ45 socket | PCS | 5 | 2024-01-25 | RS COMPONENTS | ACCESSORY | 181-0471
5003809 | 9300061308 | HAN 6B connector cover RAL7037 IP67/Type 4X | PCS | 6 | 2022-07-29 | HARTING | ACCESSORY | 9300061308
5003845 | 1088746 | End cover - D-PTV 2,5/4 | PCS | 49 | 2022-09-01 | PHOENIX | ACCESSORY | 1088746
5003947 | S29450 | AUX CONTACT 1 x C/O S29450 SCREW TERMINAL | PCS | 6 | 2024-02-01 | SCHNEIDER | ACCESSORY | S29450
5003960 | 1492-CJL8-4 | JUMPER 4P FOR 1492-L6 | PCS | 57 | 2022-07-29 | ALLEN BRADLEY | ACCESSORY | 1492-CJL8-4
5003966 | CR Q12 | Coding pin, red, for CQ 12 inserts | PCS | 6 | 2022-07-29 | ILME | ACCESSORY | CR Q12
5003985 | 3794316 | Shield Size 2 AG_HVA280 | PCS | 1 | 2022-03-25 | TE CONNECTIVITY | ACCESSORY | 1-2103157-2
5003986 | 1587723-2 | Inner ferrule size B HVA280 | PCS | 1 | 2022-03-25 | TE CONNECTIVITY | ACCESSORY | 1587723-2
5003990 | BMBC-06 | CABLE GLAND M50 BMBC-06 Brass | PCS | 14 | 2022-07-01 | BIMED | ACCESSORY | BMBC-06
5003992 | 1130003575 | Pipe clamp D48.3 DIN 3015-1 PP green smooth | PCS | 22 | 2022-07-01 | STAUFF | ACCESSORY | 648.3-PP-H
5004026 | 811-1577 | Black Nylon Heat Stabilised Cable Tie, 100mm x 2.5 | PCS | 28 | 2022-11-18 | RS COMPONENTS | ACCESSORY | 811-1577
5004036 | 53019020 | Nut; PG11; polyamide; UL94V-2; 24mm; grey | PCS | 98 | 2022-10-28 | LAPPKABEL | ACCESSORY | 53019020
5004043 | 9340070 | Busbar protection end cover_kit of 2 parts | PCS | 8 | 2022-07-11 | RITTAL | ACCESSORY | 9340070
5004045 | 2002-1391 | End_intermediate plate 0.8mm thick gray | PCS | 37 | 2022-07-11 | WAGO | ACCESSORY | 2002-1391
5004047 | 213-0101.03 | End piece for handle | PCS | 2 | 2022-07-11 | DIRAK | ACCESSORY | 213-0101.03
5004048 | 213-0404.0 | Steel tube 566mm for handle | PCS | 6 | 2022-07-11 | DIRAK | ACCESSORY | 213-0404.0
5004050 | 2002-2291 | End_intermediate plate 0.8mm thick gray | PCS | 16 | 2022-07-11 | WAGO | ACCESSORY | 2002-2291
5004051 | 3092000 | Cover for busbar 12x5 and 30x10mm_1m | PCS | 7 | 2022-07-11 | RITTAL | ACCESSORY | 3092.000
5004055 | A9XAH257 | Busbar 2Phase with AUX 100A 57MOD | PCS | 2 | 2022-07-11 | SCHNEIDER | ACCESSORY | A9XAH257
5004058 | 148-00-788 | Spacer PCB_Round_Polyamide_6x2mm | PCS | 100 | 2022-04-01 | BOUQUI JEAN | ACCESSORY | LN3260-02
5004059 | 2800929 | Base element for CB push in | PCS | 8 | 2022-07-29 | PHOENIX | ACCESSORY | 2800929
5004062 | 204-0240 | Cable tie mounting base 12,5x12,5_PA_NATURAL | PCS | 40 | 2022-04-30 | RS COMPONENTS | ACCESSORY | 204-0240
5004063 | T30LFT6LG | 2-Piece Fixing Tie with Fir Tree and Disc 200x3.5 | PCS | 244 | 2022-09-30 | HELLERMANN TYTON | ACCESSORY | 150-31097
5004082 | 70094902 | Jumper bar 5 poles | PCS | 236 | 2022-04-28 | TE CONNECTIVITY | ACCESSORY | 1SNA176666R0300
5004083 | 1SNA176665R0200 | Jumper bar 4 poles | PCS | 51 | 2022-05-05 | TE CONNECTIVITY | ACCESSORY | 1SNA176665R0200
5004084 | 1SNA173627R2100 | Cross spacing jumpers | PCS | 1990 | 2022-05-11 | TE CONNECTIVITY | ACCESSORY | 1SNA173627R2100
5004110 | 1083611 | End cover - D-PTTBV 2,5/4 grey | PCS | 40 | 2022-09-01 | PHOENIX | ACCESSORY | 1083611
5004111 | 3032350 | End stop clipfix 35-5 V0 | PCS | 15 | 2024-01-15 | PHOENIX | ACCESSORY | 3032350
5004112 | 8US1998-1DA45 | Lockable mount rail posit piece 45mm | PCS | 12 | 2022-07-11 | SIEMENS | ACCESSORY | 8US1998-1DA45
5004124 | 8617507 | Baying seal for VX 1roll=8m | PCS | 1 | 2022-07-11 | RITTAL | ACCESSORY | 8617.507
5004126 | 822-9675 | Cable gland with locknut PG9 Nylon IP68 BK | PCS | 25 | 2022-11-03 | RS COMPONENTS | ACCESSORY | 822-9675
5004143 | 4162000 | Threaded blocks M6 | PCS | 45 | 2022-07-11 | RITTAL | ACCESSORY | TS 4162.000
5004159 | 53019060 | Locknut PG29 polyamide grey | PCS | 98 | 2022-08-31 | LAPPKABEL | ACCESSORY | 53019060
5004166 | 2056114 | Cable gland M16 IP67 RAL7001 nylon | PCS | 57 | 2022-12-21 | HYLEC | ACCESSORY | 50.616 PA/R
5004168 | LZ291 | Guard grill for fan 40x40mm | PCS | 19 | 2022-12-21 | EBM PAPST | ACCESSORY | LZ29-1
5004175 | 207489-1 | CABLE BOOT, FLEXIBLE, SIZE II, CPC | PCS | 2 | 2022-11-24 | TE CONNECTIVITY | ACCESSORY | 207489-1
5004229 | 1046410000 | End plate, AP MCZ1.5 SW | PCS | 1 | 2022-10-31 | WEIDMÜLLER | ACCESSORY | 1046410000
5004230 | 2787276 | Switch cover, HW, transparent | PCS | 1 | 2022-10-31 | IDEC | ACCESSORY | HW9Z-KL1
5004251 | VDRI18 | Ventilation klapp IP43_PG11 | PCS | 2 | 2022-12-30 | ENSTO | ACCESSORY | VDRI18
5004290 | 61600045 | KW Plastic Coil 5-20mm black | M | 25 | 2024-01-15 | LAPPKABEL | ACCESSORY | 61600045
5004291 | 52103110 | Blanking Plug, IP54, Ni Brass, M16, 18mm | PCS | 99 | 2024-01-15 | LAPPKABEL | ACCESSORY | 52103110
5004292 | 86401216 | KPX terminal block label 6mm pitch | PCS | 1008 | 2024-01-15 | MURRPLASTIK | ACCESSORY | 86401216
5004293 | 3024177 | End cover - D-MZB 1,5 | PCS | 46 | 2024-01-15 | PHOENIX | ACCESSORY | 3024177
5004300 | 73002713 | Insert for SIGNAL M23, 12p, 1mm female contacts | PCS | 19 | 2024-01-15 | LAPPKABEL | ACCESSORY | 73002713
5004301 | 02822 | Flexible braided copper tape 10mm2, 13.8x1.3mm | M | 4.34 | 2024-01-15 | DRUSEIDT | ACCESSORY | 02822
5004302 | 1008440 | Heat shrink 1.6mm 2:1 UL224 -55/+125 black | M | 20.492 | 2024-01-15 | MULTICOMP | ACCESSORY | 13644
5004303 | 1008442 | Heat shrink 3.2mm 2:1 UL224 -55/+125 black | M | 4.95 | 2024-01-15 | MULTICOMP | ACCESSORY | 13646
5004304 | 1008445 | Heat shrink 6.4mm 2:1 UL224 -55/+125 black | M | 4.9 | 2024-01-15 | MULTICOMP | ACCESSORY | 13648
5004305 | 1008446 | Heat shrink 9.5mm 2:1 UL224 -55/+125 black | M | 4.8 | 2024-01-15 | MULTICOMP | ACCESSORY | 13649
5004306 | 1008448 | Heat shrink 19mm 2:1 UL224 -55/+125 black | M | 4.84 | 2024-01-15 | MULTICOMP | ACCESSORY | 13651
5004307 | 1008542 | Heat shrink 6.4mm 2:1 UL224 -55/+125 white | M | 5 | 2024-01-15 | MULTICOMP | ACCESSORY | 15071
5004308 | 1008447 | Heat shrink 12.7mm 2:1 UL224 -55/+125 black | M | 5 | 2024-01-15 | MULTICOMP | ACCESSORY | 13650
5004309 | 61722840 | KW Plastic Coil 10-40mm black | M | 25 | 2024-01-15 | LAPPKABEL | ACCESSORY | 61722840
5004313 | 5S030040 | Toroidal ferrite core 35.6x19.3x13.5mm green | PCS | 11 | 2024-01-15 | EPA | ACCESSORY | 5S030040
5004418 | ZB4BK1213 | Head for illum. selector switch, white, 22mm, 2P | PCS | 1 | 2023-05-30 | SCHNEIDER | ACCESSORY | ZB4BK1213
5004489 | IMT36182 | Cable Grommet TET 10-14 Grey | PCS | 28 | 2023-05-30 | SCHNEIDER | ACCESSORY | IMT36182
5004651 | 6688101 | Memory cards for S7-1x 00 CPU, 3, 3V Flash, 2 GB | PCS | 1 | 2023-10-25 | SIEMENS | ACCESSORY | 6ES7954-8LP02-0AA0
5004652 | 6351204 | Indicator lights, 22 mm, round, plastic, green | PCS | 3 | 2023-10-26 | SIEMENS | ACCESSORY | 3SU1001-6AA40-0AA0
5004653 | 6351190 | Indicator lights, 22 mm, round, plastic, yellow | PCS | 3 | 2023-10-26 | SIEMENS | ACCESSORY | 3SU1001-6AA30-0AA0
5004654 | 6351220 | Indicator lights, 22 mm, round, plastic, white | PCS | 5 | 2023-10-26 | SIEMENS | ACCESSORY | 3SU1001-6AA60-0AA0
5004666 | 6442323 | SINAMICS S120 CompactFlash card | PCS | 2 | 2023-10-25 | SIEMENS | ACCESSORY | 6SL3054-0EJ00-1BA0
5004669 | VX 8617.500 | Baying bracket, internal for VX, VX IT_kit of 6 | PCS | 3 | 2023-10-25 | RITTAL | ACCESSORY | VX 8617.500
5004671 | NZM3/4-XV6 | Extension shaft, for max.=600mm, 12x12mm | PCS | 10 | 2023-10-25 | EATON | ACCESSORY | NZM3/4-XV6
5004685 | 33148 | CONVERSION KIT for 5 mm busbars | PCS | 1 | 2023-10-25 | WÖHNER | ACCESSORY | 33148
5004686 | 33142 | COVER FOR CABLE LUGS, TOP / BOTTOM ATTACHABLE | PCS | 1 | 2023-10-25 | WÖHNER | ACCESSORY | 33142
5004723 | GTB 1995 O | HEAT SHRINK_2:1_19 MM_ORANGE | M | 28 | 2023-10-25 | TASKER | ACCESSORY | GTB 1995 O
50097-8000 | 50097-8000 | TERMINAL_2.5 BOARD-IN_CRIMP_PIN_AWG24-20_REEL | PCS | 1690 | 2022-06-07 | MOLEX | UNINS_TERM | 50097-8000
51021-0400 | 51021-0400 | Pitch 1.25mm (.049"), Female 51021 | PCS | 1 | 2015-02-25 | MOLEX | UNINS_TERM | 51021-0400
51035-0500 | 538-51035-0500 | HOUSING_BOARD-IN_5 POS_MALE | PCS | 84 | 2022-06-07 | MOLEX | HOUS_COV_S | 51035-0500
5-1375203-1 | 5-1375203-1 | 8 pos mod. plug assy, Cat6, stranded wire | PCS | 5287 | 2015-03-26 | TE CONNECTIVITY | CONNECTORS | 5-1375203-1
553432 | DP2-V4A | CLAMP PLATE_40X30_STAUFF DP2_A4 | PCS | 90 | 2018-12-07 | STAUFF | ACCESSORY | DP2-V4A
6000181 | 664F10128 | LATCH SC312166-G13 | PCS | 1 | 2018-09-27 | SUNAZAKI SEISAKUSYO | FASTENERS | SC312166-G13
6000182 | SOUTHCO 12-6-1 | Retainer 12-6-1 SS pasivated | PCS | 44 | 2018-09-27 | SOUTHCO | FASTENERS | 12-6-1
6000198 | RB81TPR | GROMMET D30, NEOPREN | PCS | 24 | 2018-09-27 | REEVITE INDUSTRIAL MOULDINGS LTD | ACCESSORY | RB81TPR
6000226 | FHSA204008P | Flush-Head Studs M4X8 | PCS | 595 | 2014-07-01 | PEM | FASTENERS | FHS-M4X8
6000237 | 3LD9205-2C | SHAFT SET SHAFT 6X6X600 MM | PCS | 5 | 2019-01-23 | SIEMENS | FASTENERS | 3LD9205-2C
6000298 | 1753311001 | KLBUE CO 1 | PCS | 100 | 2018-11-09 | WEIDMÜLLER | ACCESSORY | 1753311001
6000307 | 6104401023401 | ADAPTER SCREW | PCS | 16 | 2018-09-06 | HARTING | FASTENERS | 6104401023401
6000311 | 09330009925 | M4 HARTING PE-SCREW CLAMP | PCS | 90 | 2018-05-18 | HARTING | FASTENERS | 09330009925
6000326 | Protecting cap hex bolt S10 bl | HEXAGONAL CAP M6 | PCS | 318 | 2022-07-06 | PÖPPELMANN GMBH & CO. KG | ACCESSORY | 1000 / 1069
6000327 | VS6 ST A2K | WASHER SCHNORR VS6 ST A2K | PCS | 1503 | 2015-05-26 | SCHNORR | FASTENERS | VS6 ST A2K
6000331 | VS10 1.4301 | WASHER SCHNORR VS10 1.4301 | PCS | 94 | 2022-07-06 | SCHNORR | FASTENERS | VS10 1.4301
6000344 | 715 000 100.110 | RIVET BUSHING M10 | PCS | 4 | 2021-10-18 | KERB-KONUS-VERTRIEBS GMBH | FASTENERS | 715 000 100.110
6000473 | 152-53-190 | Square nut M4 | PCS | 40 | 2018-09-27 | SCHROFF | FASTENERS | 24560-140
6000494 | 1752131001 | Retaining clip KLBUE CO 2 | PCS | 8 | 2018-10-31 | WEIDMÜLLER | FASTENERS | 1752131001
6000586 | 53119023 | NUT M20*1,5-PA-SKINTOP GMP-GL-M | PCS | 118 | 2018-10-31 | LAPPKABEL | FASTENERS | 53119023
6000589 | 016004000001 | DUBO RING M4 NYLON | PCS | 590 | 2018-01-31 | ESSENTRA | ACCESSORY | 016004000001
6000628 | 150-76099 | EDGECLIP-T50ROSEC4A | PCS | 375 | 2019-06-12 | HELLERMANN TYTON | ACCESSORY | 150-76099
6000629 | RSS521166 | CABLE TIE AND EDGECLIP-T50ROSEC5A | PCS | 458 | 2019-06-12 | HELLERMANN TYTON | ACCESSORY | 150-40591
6000631 | 52100612 | RING EPIC M20 | PCS | 100 | 2015-09-30 | LAPPKABEL | FASTENERS | 52100612
6000632 | 52100622 | CABLE SEALING RING EPIC M20 | PCS | 250 | 2015-09-30 | LAPPKABEL | FASTENERS | 52100622
6000647 | 04412000 | Hex nut (thin) M12x1.75_DIN439 / ISO 4035_SS | PCS | 78 | 2015-04-07 | BALTIC BOLT | FASTENERS | MUTTER D439 A
6000677 | 2127PP6853 | CLAMP 2127PP6853 STAUFF | PCS | 17 | 2018-12-20 | STAUFF | ACCESSORY | 2127PP6853
6000684 | FH080201P | CLINCH STUD MS M8X1.25-6G 20L | PCS | 100 | 2015-11-05 | PEM | FASTENERS | FH-M8-20-ZI
6000694 | 3799674 | BLINDNIET 5,0/0,5-5,0-FLK-PA6.6 | PCS | 1378 | 2020-12-03 | RICHCO | MECHANICAL | CR48-2-2
6000695 | Dremec 129X65 | SPACER M6-65 SW10 6KT I/I GEW | PCS | 104 | 2017-06-07 | DREMEC | FASTENERS | 129X65
6000704 | HT 211-15050 | S/STEEL PIPE P-CLIP, 5.2MM | PCS | 38 | 2021-11-18 | HELLERMANN TYTON | FASTENERS | 211-15050
6000716 | 040914 | Washer M14 DIN 125/ISO 7089 A2 | PCS | 13 | 2018-12-07 | WÜRTH | FASTENERS | 040914
6000717 | 534-2249 | Nylon retaining washer # 10 | PCS | 92 | 2018-09-27 | KEYSTONE | FASTENERS | 2249
6000722 | 18805130PP | Rivet nut M5_A2_semi hex_small flng_thick. 0,5-2,5 | PCS | 21 | 2021-08-26 | WÜRTH | FASTENERS | 0942 400 005
6000726 | 806-6749 | DISTANCE BOLT M4 L=45_ M/F_Brass/Nickel | PCS | 50 | 2016-09-19 | RS COMPONENTS | FASTENERS | 806-6749
6000839 | 280100000 | GROUND SPLICE DS 28010 | PCS | 51 | 2019-04-29 | WEIDMÜLLER | FASTENERS | 0280100000
6000840 | 296700000 | GROUND SCREW BS M5X8 29670 | PCS | 32 | 2019-04-29 | WEIDMÜLLER | FASTENERS | 0296700000
6000886 | 7TAA292640R0030 | SEAL M50x1.5 | PCS | 3 | 2022-08-04 | PMA AG | FASTENERS | SVN4-M50
6000936 | 319 632 | BLIND RIVET-BE 3,2/3,0-6,4-FLK-ALMG5/VA_closed end | PCS | 1287 | 2019-06-12 | TITGEMEYER | FASTENERS | 319 632
6000949 | 307 534 | BLIND RIVET 4,8/5,0-7,9-FLK-ALMG3/1.4541 | PCS | 208 | 2019-06-12 | TITGEMEYER | FASTENERS | 307 534
6000966 | TNM6-12.7-35-3 | Round Nylon spacer M6_L35_D12.7 | PCS | 101 | 2018-06-07 | G&B PROJECT | FASTENERS | NP12.7/35.0/A/M6
6001011 | 44985620 | Distance bolt M6_L=20mm_male-female | PCS | 9 | 2022-05-30 | WÜRTH | FASTENERS | 44985620
6001021 | 1148218 | Hook-head bolt, 22 mm slot M10x30 | PCS | 122 | 2022-03-31 | OBO | FASTENERS | 1148218
6001042 | KTS 10 MS41SNM10ZL | Slide nut for MS4121 and MS4141 profile rails | PCS | 16 | 2018-06-01 | OBO | FASTENERS | 1147214
6001052 | 653-9330 | Nylon Round Standoff Female/Female_13mm_M3 x M3 | PCS | 30 | 2019-07-30 | RS COMPONENTS | FASTENERS | 653-9330
6001054 | 606-670 | Brass Hex Standoff Male/Female, 5mm, M3 x M3 | PCS | 28 | 2019-07-30 | RS COMPONENTS | FASTENERS | 606-670
6001056 | 222-430 | Brass Hex Standoff Female/Female, 25mm, M3 x M3 | PCS | 22 | 2021-10-07 | RS COMPONENTS | FASTENERS | 222-430
6001065 | B0538605000 | Finishing washer M5_PA_black | PCS | 87 | 2019-09-16 | BOSSARD | FASTENERS | 1388436
6001067 | B0538604000 | Finishing washer M4_PA_black | PCS | 38 | 2019-07-30 | BOSSARD | FASTENERS | 1388428
6001072 | 482-8470 | M2.5x12 DIN 84_brass/nickel | PCS | 100 | 2019-02-19 | RS COMPONENTS | FASTENERS | 482-8470
6001075 | 525-745 | FLAT WASHER M4 NYLON | PCS | 50 | 2019-02-19 | RS COMPONENTS | FASTENERS | 525-745
6001131 | 425-7604 | Nut clinch M6 L14mm Steel | PCS | 63 | 2024-03-04 | BÖLLHOFF | FASTENERS | 34367060230
6001137 | 435-001-1574-91 | WASHER_M2.5_SELOC RUBBER COVERED | PCS | 93 | 2019-11-19 | SUPASEAL UK LTD | FASTENERS | 435-001-1574-91
6001158 | DR318/4.3X8 | SPACER ROUND M4.3_D8mm_L8mm_brass | PCS | 2 | 2019-11-19 | DREMEC | FASTENERS | 318/4.3X08
6001168 | 612-12-M20X1,5-AK-NI | Angle locking bolt M20x1,5 Stainless | PCS | 1 | 2018-11-19 | ELESA+GANTER | FASTENERS | GN 612-12-M20X1,5-AK-NI
6001225 | 483-2514 | Nut M5 brass | PCS | 227 | 2019-03-25 | RS COMPONENTS | FASTENERS | 483-2514
6001230 | TFM-M5X80/DR228 | DISTANCE BOLT M5 L=80, male-female_Steel/Zn | PCS | 9 | 2021-11-25 | DREMEC | FASTENERS | TFM-M5X80/DR228
6001239 | 148-01-347 | DISTANCE BOLT M4 L=12, male-female_Steel/Zn | PCS | 1 | 2021-11-25 | S.A BOURQUI JEAN | FASTENERS | 99134-70120
6001272 | 280200000 | Busbar perforated copper NSch 15x2mm_1m | PCS | 2 | 2019-03-27 | WEIDMÜLLER | FASTENERS | 0280200000
6001376 | TS 4163.000 | Threaded block M8 for Rittal enclosure | PCS | 210 | 2019-11-19 | RITTAL | FASTENERS | TS 4163.000
6001377 | 0459 014 | Washer M12 thick DIN440 KZN C3 | PCS | 100 | 2019-07-01 | WÜRTH | FASTENERS | 0459 014
6001378 | 304530 | POP RIVET 4.8mm x 6.5mm_Grip range 0.4-2.4mm_AL | PCS | 100 | 2019-07-29 | TITGEMEYER | FASTENERS | 304530
6001386 | 7TCA296050R0155 | Convertor, Thread PG11-M16_Brass nickel plated. | PCS | 10 | 2019-10-30 | ADAPTAFLEX | FASTENERS | BPG11-M16TC
6001407 | 91525A338 | 316 SS FENDER WASHER 0.578"ID X 1.062"OD | PCS | 9 | 2019-12-20 | MCMASTER-CARR | FASTENERS | 91525A338
6001498 | 91875A115 | CAP NUT UNC 8-32 DIN 1587 Zn | PCS | 13 | 2022-10-26 | MCMASTER-CARR | FASTENERS | 91875A115
6001584 | 003025000001 | RETAINER WASHER 2.7mm | PCS | 12 | 2022-04-26 | ESSENTRA | FASTENERS | 003025000001
6001634 | SFE-M3.5-18-A2 | Screw M3.5x18_ Cheese Head _DIN 84_A2 | PCS | 413 | 2021-01-28 | ACCUSCREWS | FASTENERS | SFE-M3.5-18-A2
6001635 | HPN-M3.5-A2 | Nut M3.5_DIN 934_A2 | PCS | 417 | 2021-03-03 | ACCUSCREWS | FASTENERS | HPN-M3.5-A2
6001666 | 03235 081 1000 | Nut Hex M5 Nylon 6.6 | PCS | 988 | 2021-07-29 | DURATOOL | FASTENERS | 1110050
6001667 | 301-00-846 | Screw Pan Head Slotted M5 Nylon 12mm | PCS | 34 | 2021-07-29 | RND CONNECT | FASTENERS | 610-00027
6001668 | 91772A208 | SET SCR #8-32 x2 3/4" UNC Ph SS Full Thread | PCS | 36 | 2024-01-25 | MCMASTER-CARR | FASTENERS | 91772A208
6001669 | 92141A011 | WASHER PLAIN_#10_A2 | PCS | 90 | 2024-01-25 | MCMASTER-CARR | FASTENERS | 92141A011
6001670 | 97525A505 | RIVET BLIND 3/16" x 0.575" SS Grip Range 6.3-9.5mm | PCS | 45 | 2024-01-25 | MCMASTER-CARR | FASTENERS | 97525A505
6001682 | 90101A230 | THIN NYLOCK NUT HEX 1/4 UNC SS TPI: 20 | PCS | 12 | 2021-04-09 | MCMASTER-CARR | FASTENERS | 90101A230
6001692 | 2494539 | Screw sems M3x8_pozi_Steel/Zink | PCS | 50 | 2021-06-30 | ETTINGER | FASTENERS | 81.58.336
6001701 | 56010302 | Bonded Steel Washer G1/8 A4 NBR | PCS | 18 | 2021-10-13 | HYDROSCAND | FASTENERS | 56010302
6001772 | KEYS9900 | Pan head screw UNC4-40 x 6.3 mm PH1 A2 | PCS | 76 | 2024-01-25 | KEYSTONE | FASTENERS | 9900
6001857 | 900056 | Brass Hex Standoff Male/Female, 8mm, M3 x M3 | PCS | 510 | 2022-06-30 | RS COMPONENTS | FASTENERS | 221-134
6001865 | 90316A831 | Screw hex 10-32x3/4 UNC_ stainless steel | PCS | 899 | 2022-02-10 | MCMASTER-CARR | FASTENERS | 90316A831
6001875 | 904984 | Brass Hex Standoff Female/Female 40mm M3xM3 | PCS | 49 | 2022-11-22 | RS COMPONENTS | FASTENERS | 222-452
6001907 | R30-1001402 | BRASS PILLAR C M3X14MM | PCS | 100 | 2022-09-06 | HARWIN | FASTENERS | R30-1001402
6001931 | 80683019700 | Washer with moulded-on rubber sealing lip, M8 | PCS | 22 | 2023-05-30 | ETRA | FASTENERS | 80683019700
6001953 | TR00009380-000 | Screw M3.5-0.6 X 10_DIN7985 PH_A2 | PCS | 419 | 2022-12-29 | TR FASTENINGS | FASTENERS | TR00009380-000
6001973 | F-GSCH1/5-K1298SN | Screw Lock Set D-sub UNC4/40 i/o 3,55/6mm pair | PCS | 3 | 2024-01-15 | FCT | FASTENERS | F-GSCH1/5-K1298SN
6001974 | 81.58.436 | Screws Sems Z4-1 Pan Head M4x8 Zn | PCS | 195 | 2024-01-15 | ETTINGER | FASTENERS | 81.58.436
6001975 | 81.58.546 | Screws Sems Z4-1 Pan Head M5x10 Zn | PCS | 198 | 2024-01-15 | ETTINGER | FASTENERS | 81.58.546
6001976 | 004694 10 | Screw M4x10 Nickel DIN7985 | PCS | 198 | 2024-01-15 | WÜRTH | FASTENERS | 004694 10
6001997 | 91841A007 | Nut hex, #6-32, 18-8 SS | PCS | 23 | 2023-07-18 | MCMASTER-CARR | FASTENERS | 91841A007
6001998 | 91735A146 | Screw #6-32x3/8 SS 316 | PCS | 10 | 2023-07-18 | MCMASTER-CARR | FASTENERS | 91735A146
6001999 | 90107A007 | Washer #6 Plain SS 316 | PCS | 61 | 2023-07-18 | MCMASTER-CARR | FASTENERS | 90107A007
6002016 | 153-TPS-3MM-8 | Self-Clinching Pilot Pin D3x8mm SS | PCS | 90 | 2023-03-17 | PEM | FASTENERS | TPS-3MM-8
6002180 | 255-7250 | Hank rivet bush M4 14SWG Stainless steel | PCS | 60 | 2024-02-22 | TR FASTENINGS | FASTENERS | TR00025036-000
6002181 | WM0402416 081 500 | Flush-Head Stud M4X16 A2 | PCS | 490 | 2024-02-22 | WÜRTH ELEKTRONIK OY | FASTENERS | WM0402416
621525 | TXE-8-600V | W8_GY/_600V_-55/110_Exn-1068 A_str_unsh_XLPO_tin | M | 50 | 2013-06-11 | RSCC WIRE & CABLE LLC | WIRES | TXE-8-600V
622401 | HS 12536686 | W_AWG16_-40/120_1800V_DUAL GKW_BK_4GKW-AX_TIN | M | 814 | 2018-11-13 | HUBER SUHNER | WIRES | 12536686
622408 | 12555986 | Traction Cable 1x1.0 mm2 Radox 4 GKW-AX black | M | 974 | 2018-11-13 | HUBER SUHNER | WIRES | 12555986
622414 | 12556786 | C2X1.5_-40/120_600V_RDX GKW S_BK_GKW-LW_TIN_FLEX | M | 381 | 2018-11-13 | HUBER SUHNER | CABLES | 12556786
632315 | ABB10060KPKF80 | Contact pin ABB100/60KPKF80 | PCS | 93 | 2018-11-20 | AB CONNECTORS | UNINS_TERM | ABB10060KPKF80
634201 | 1SNA113205R2700 | Connector 4 positsion | PCS | 1 | 2024-03-11 | ENTRELEC | HOUS_COV_S | 1SNA113205R2700
634211 | 1SNA174403R2300 | GOLD PLATED PIN_1-1.5MM2_MALE | PCS | 58 | 2024-03-11 | ENTRELEC | UNINS_TERM | 1SNA174403R2300
635161 | 280-314 | Grey END & INT Plate long | PCS | 1 | 2018-07-10 | WAGO | ACCESSORY | 280-314
635376 | 2615000000 | END PLATE EPSTH4 | PCS | 9 | 2024-01-25 | WEIDMÜLLER | ACCESSORY | 2615000000
635407 | 274220000 | Term block KLIPPON 6 WAY | PCS | 12 | 2013-04-30 | WEIDMÜLLER | CONNECTORS | 274220000
668053 | 018F6860 | Solenoid Coil (110 V) | PCS | 19 | 2013-07-23 | DANFOSS | OTHER | 018F686000
674022 | 9801162 | SUPPRESSOR 1.5KE 62A TRANSIL | PCS | 1 | 2018-11-22 | TRANSIL | SEN_DI_RST | 1.5KE62E
674040 | 1057171 | VARISTOR V39ZA6 | PCS | 2 | 2018-11-22 | LITTELFUSE | SEN_DI_RST | V39ZA6
7000005 | PP44 | DIN RAIL 15MMX2M WITH PERFORATION | PCS | 1 | 2015-03-24 | ENSTO | MECHANICAL | PP44
7000941 | 5030.026.221 | CAP FOR HOSE CLAMP 28.5 | PCS | 119 | 2019-04-18 | FLEXA | MECHANICAL | 5030.026.221
7000942 | 5030.025.221 | HOLDER 28,5MM BLACK | PCS | 10 | 2019-04-18 | FLEXA | MECHANICAL | 5030.025.221
7000946 | 208027202 / 097501-12 | PUSH ROD WH_7801 | PCS | 96 | 2018-03-22 | GOTENE PLAST AB | MECHANICAL | 208027202
7000980 | NE1,5X3WH6 | Trunking_open_noryl_WH_41,7x77,7 mm_1m_HF | M | 27.45 | 2018-09-27 | PANDUIT | MECHANICAL | NE1,5X3WH6
7000981 | 110-39-558 | Isolation bushing PA 15-M4 | PCS | 39 | 2018-09-27 | SCHURTER | MECHANICAL | 9641.6200
7000983 | Poorne EPDM D=8mm | Tube 6x8, length 30 mm, EPDM | M | 1.76 | 2018-09-27 | EMKA | MECHANICAL | EPDM 6X8 PIPE
7000988 | 3SU1900-0AT10-0AA0 | Label carrier for label | PCS | 23 | 2019-01-23 | SIEMENS | MECHANICAL | 3SU1900-0AT10-0AA0
7000989 | 22944016 | Terminal shrouds for ATyS M6e | PCS | 19 | 2019-01-23 | SOCOMEC | MECHANICAL | 22944016
7001017 | XFM-0810-08 | Flange Bearing d1=8; d2=10; h=8 | PCS | 1 | 2018-04-25 | IGUS | MECHANICAL | XFM-0810-08
7001018 | XFM-1214-15 | Flange Bearing d1=12; d2=14; h=15 | PCS | 1 | 2018-04-25 | IGUS | MECHANICAL | XFM-1214-15
7001022 | C12250982000S | Comp. Spring d=2,44; De=31,12; L0=50,8 SS302 | PCS | 66 | 2015-05-14 | SODEMANN | MECHANICAL | C12250962000S
7001023 | C04200451250S | Comp. Spring d=1,14; De=10,67; L0=31,75 SS302 | PCS | 13 | 2015-05-14 | SODEMANN | MECHANICAL | C04200451250S
7001045 | 5002A028 | FITTING 90-28-CU-5002A-SK-SK | PCS | 4 | 2018-01-31 | ARMATUREN-ARNOLD GMBH | MECHANICAL | 5002A028
7001047 | 5001A018 | FITTING 90-18-CU-5001A-SK-VK | PCS | 1 | 2018-01-31 | ARMATUREN-ARNOLD GMBH | MECHANICAL | 5001A018
7001069 | 0134700000 | DIN RAIL TS 15/5.5_thick. 1 mm_ unslotted_alum | M | 1.5 | 2018-01-31 | WEIDMÜLLER | MECHANICAL | 013470
7001072 | 610101025 | TUBE 22X1-8905-SF-CU F22 | M | 27.45 | 2017-06-07 | ARMATUREN-ARNOLD GMBH | MECHANICAL | TUBE ROHR 22X1-8905-SF-CU F22
7001086 | 205255 | SEAL RING F ROTALOCKVENTIL 1 3/4" | PCS | 32 | 2017-01-23 | REISS | MECHANICAL | 205255
7001089 | Z-LINE B/H/T 700/380/48_G4_EX | FILTER Z-LINE L/H/W 700x380x48_G4_Ex_ metal grid | PCS | 2 | 2017-06-09 | VOLZ LUFTFILTER | MECHANICAL | Z-LINE B/H/T 700/380/48_G4_EX
7001090 | 14-TUB-16X22 | TUBE LW 16X3 PVC CLEAR GLASS | M | 4 | 2017-06-09 | ALFAGOMMA | MECHANICAL | 490OO016224QPZ
7001093 | 5040016 | FITTING 45-16-CU-5040-SK-VK | PCS | 9 | 2017-06-07 | ARMATUREN-ARNOLD GMBH | MECHANICAL | 5040016
7001095 | 5041022 | FITTING 45-22-CU-5041-SK-SK | PCS | 27 | 2017-06-07 | ARMATUREN-ARNOLD GMBH | MECHANICAL | 5041022
7001096 | 5001A022 | FITTING 90-22-CU-5001A-SK-VK | PCS | 8 | 2017-06-07 | ARMATUREN-ARNOLD GMBH | MECHANICAL | 5001A022
7001097 | 5040022 | FITTING 45-22-CU-5040-SK-VK | PCS | 5 | 2017-06-07 | ARMATUREN-ARNOLD GMBH | MECHANICAL | 5040022
7001098 | 5001A012 | FITTING 90-12-CU-5001A-SK-VK | PCS | 30 | 2017-06-07 | ARMATUREN-ARNOLD GMBH | MECHANICAL | 5001A012
7001104 | 2602109050 | Nut with 5/8" thread_for pipe 10mm_UNF-MS_DIN 8912 | PCS | 81 | 2017-06-07 | HANSA AUTOMOTIVE | MECHANICAL | 2602109050
7001105 | S000028 | Nut with 7/16" thread_for pipe 6mm_UNF-MS_DIN 8912 | PCS | 14 | 2018-11-22 | HANSA AUTOMOTIVE | MECHANICAL | 2601105050
7001109 | 22170 | Comp. Spring d=1,25; De=9,25; L0=33_ SS302 | PCS | 36 | 2015-04-07 | SODEMANN | MECHANICAL | 22170
7001113 | 050404045 | TX VAL DFOSS 068U2327 | PCS | 3 | 2018-11-29 | DANFOSS | MECHANICAL | 068U2327
7001114 | E5-1-055-020 | LATCH 1/4-T SOUTHCO | PCS | 13 | 2018-11-22 | SOUTHCO | MECHANICAL | E5-1-055-020
7001116 | VC-1500-16 | Dust Caps | PCS | 12 | 2018-09-27 | CAPLUGS LTD | MECHANICAL | HVC-1500-16
7001118 | T-20 | Dust Caps | PCS | 159 | 2018-09-27 | CAPLUGS LTD | MECHANICAL | T-20
7001119 | T-240 | Dust Caps | PCS | 51 | 2018-09-27 | CAPLUGS LTD | MECHANICAL | T-240
7001120 | 96359-2-4013 | INLET RING EBM 96359-2-4013 | PCS | 4 | 2018-11-22 | EBM PAPST | MECHANICAL | 96359-2-4013
7001123 | 050701030 | VAL CHECK 5/8 NRV165S 20-1018 | PCS | 1 | 2018-11-22 | DANFOSS | MECHANICAL | 020-1018
7001143 | 1022-0808 | ELB 1/2 MF X 1/2 SL | PCS | 558 | 2018-12-07 | HENRY TECH | MECHANICAL | 1022-0808
7001156 | S4008294 Rev 00 | condencer inlet ring | PCS | 7 | 2018-11-22 | TANFIELD METAL SPINNERS LIMITED | MECHANICAL | S4008294
7001168 | EFOM-08 | Flanged Bearing unit with 2 holes EFOM-08 | PCS | 22 | 2018-11-22 | IGUS | MECHANICAL | EFOM-08
7001260 | UT-4.3.01 | Gasket PVC_Grip range_1-2mm_black | M | 3.9 | 2017-05-29 | ROZTOCZE | MECHANICAL | UT-4.3.01
7001268 | NSYMM66 | Plain mounting plate H600xW600mm_ galvanised | PCS | 1 | 2022-02-28 | SCHNEIDER | MECHANICAL | NSYMM66
7001278 | 09880000 | TRUNKING_50X25_PVC_BLACK | M | 12 | 2021-11-16 | BETADUCT | MECHANICAL | 09880000
7001280 | 08870000 obsolete | TRUNKING_25X50_PVC_BLACK | M | 4 | 2022-01-28 | BETADUCT | MECHANICAL | 08870000
7001300 | 069G000802 | 69G Liquid distributor (2 holes) | PCS | 1 | 2017-10-20 | DANFOSS | MECHANICAL | 069G000802
7001314 | 703-4561 | DIN Rail Mounting Clips | PCS | 1 | 2018-11-22 | CRYDOM | MECHANICAL | HS501DR
7001315 | 0931/003 | Anti Burst Single Rotor Latch | PCS | 8 | 2018-11-29 | ALBERT JAGGER LIMITED | MECHANICAL | 0931/003
7001320 | 280-309 | End and intermediate plate; 2.5 mm thick | PCS | 14 | 2019-06-12 | WAGO | MECHANICAL | 280-309
7001321 | EPOMARE OY | CABLE GLAND VG M18 SCREENED 10,5-11,5_CUZNGALNI3CR | PCS | 2 | 2019-06-26 | KARL DOSE GMBH | MECHANICAL | 487S-18-9 + M18X1,5 DIN 89280
7001322 | 7202796 chronium plated | CABLE GLAND VG M16 SCREENED TO 10,5_CUZNGALNI3CR | PCS | 29 | 2019-06-26 | KARL DOSE GMBH | MECHANICAL | 488S-16-8 + M16X1,5 DIN 89280
7001324 | 442110646B-/-/-45x | THERMO-E-GLASS FABRIC TG 660F_width 162mm | M | 3.85 | 2018-06-12 | HKO ISOLIER- UND TEXTILTECHNIK GMBH | MECHANICAL | THERMO-E-GLASS FABRIC TG 660F
7001334 | PROFILE P 20-0,7 MM-EN AW-5754 | PROFILE P 20-0,7 MM-EN AW-5754 | M | 13 | 2019-06-28 | INTELMANN GMBH | MECHANICAL | PROFILE P 20-0,7 MM-EN AW-5754
7001335 | GUSSET P 20/3-EN AW-5754 | GUSSET P 20/3-EN AW-5754 | PCS | 35 | 2019-06-12 | INTELMANN GMBH | MECHANICAL | GUSSET P 20/3-EN AW-5754
7001345 | 795-562 | TUBE CONNECTOR YS 19_inner D=14 | PCS | 9 | 2019-02-13 | RS COMPONENTS | MECHANICAL | 795-562
7001352 | WBE3 | CB ENCLOSURE for circuit breaker | PCS | 2 | 2019-03-22 | ELECTRIUM SALES LTD | MECHANICAL | WBE3
7001353 | 38 01 001 563410 | Ground_Braid_Tinned Copper_6mm2_L=200MM | PCS | 30 | 2018-05-29 | ERICO | MECHANICAL | MBJ6-200-6
7001366 | RKSM620FS 6047638 | Cable Tray 200mm_3m length | PCS | 1.5 | 2019-03-27 | OBO | MECHANICAL | RKSM620FS
7001368 | 365-9239 | Junction box_80x80x52_IP65_Grey_Polystyrene | PCS | 3 | 2018-02-26 | RS COMPONENTS | MECHANICAL | 365-9239
7001369 | Qg10-14; s-1.0mm 1000*2000m | Shroud_10x10x1mm_pregalvan | PCS | 8.5 | 2019-03-25 | JMJ | MECHANICAL | QG10-14 S1.0MM 1000X2000MM
7001447 | 1121472 | C profile rail with slot 22mm_50x30 | PCS | 1.5 | 2019-03-27 | OBO | MECHANICAL | 1121472
7001465 | 549010 | TCB Threaded Busbar With Fixing Slot | PCS | 5.5 | 2019-11-01 | ERICO | MECHANICAL | 549010
7001468 | 8617820 | Transformer support rails steel zinc plated | PCS | 1 | 2019-11-19 | RITTAL | MECHANICAL | VX 8617.820
7001470 | 4599.000 | Mounting bars for VX_TS_SE_CM_TP | PCS | 8 | 2019-11-19 | RITTAL | MECHANICAL | TS 4599.000
7001496 | 542030 | Insulator Ø30mm x30mm_Male-Female M8 | PCS | 14 | 2019-03-25 | ERICO | MECHANICAL | 542030
7001542 | ABB28NP | NUTPLATE SIZE 28 | PCS | 22 | 2019-11-19 | AB CONNECTORS | MECHANICAL | ABB28NP
7001543 | 7TAA292150R0680 | VNV Connector Straight,PG 16,IP68, Black | PCS | 22 | 2018-08-30 | PMA AG | MECHANICAL | NVNV-P167
7001544 | 7TAA292150R0661 | Straight Connector M25x1.5 Black | PCS | 48 | 2021-11-18 | PMA AG | MECHANICAL | NVNV-M257-11
7001545 | cap222094 | LOCKNUT M20 NICKEL_BRASS | PCS | 70 | 2021-11-18 | EATON | MECHANICAL | 222094
7001549 | cap221694 | LOCKNUT M16 NICKEL_BRASS | PCS | 3 | 2021-11-18 | EATON | MECHANICAL | 221694
7001550 | CAP616174 | CABLE GLAND ISO16 | PCS | 7 | 2021-11-18 | EATON | MECHANICAL | CAP616174
7001561 | 8WC5121 | BUSBAR COPPER BAR 15X5MM 250A | PCS | 6 | 2019-01-23 | SIEMENS | MECHANICAL | 8WC5121
7001595 | 42-1-4257 | Piano Style Hinge 1020mm x 40mm x 1.2mm_steel | PCS | 2 | 2021-11-25 | PINET INDUSTRIE | MECHANICAL | 42-1-4257
7001597 | 19-7-3697 | CABLE SUPPORT BRACKET, 150MM CE | PCS | 1 | 2021-11-25 | PINET INDUSTRIE | MECHANICAL | 19-7-3697
7001598 | 19-7-3698 | CABLE SUPPORT BRACKET 200MM CEN | PCS | 1 | 2021-11-25 | PINET INDUSTRIE | MECHANICAL | 19-7-3698
7001599 | 97-596MSZN | HANDLE Z/P CHRM PASS S/G | PCS | 4 | 2021-11-25 | PROTEX FASTENERS LTD. | MECHANICAL | 97-596MSZN
7001604 | 52103260 | Locknut PG29 Nickel Plated Brass | PCS | 48 | 2020-04-16 | LAPPKABEL | MECHANICAL | 52103260
7001609 | 53112620 | Cable gland M16x1.5 EMC nickel_brass | PCS | 30 | 2022-07-11 | LAPPKABEL | MECHANICAL | 53112620
7001622 | 6SL3264-1EA00-0HB0 | G120 Shield connection kit for CU230P-2 (Profinet) | PCS | 14 | 2019-02-21 | SIEMENS | MECHANICAL | 6SL3264-1EA00-0HB0
7001627 | 53112650 | Cable gland M32x1.5 EMC nickel_brass | PCS | 2 | 2020-02-03 | LAPPKABEL | MECHANICAL | 53112650
7001633 | 2508010 | SZ Wall mounting bracket, sheet steel, galvanized, | PCS | 1 | 2019-01-23 | RITTAL | MECHANICAL | 2508010
7001639 | 802-0279 | Grey 1U Cantilever Shelf, 150mm x 483mm | PCS | 3 | 2019-02-05 | RS COMPONENTS | MECHANICAL | 802-0279
7001674 | 99-0430-00-04 | FEM M12 PLUG PRESS TRANS | PCS | 3 | 2022-11-18 | BINDER | MECHANICAL | 99-0430-00-04
7001700 | 08 VBS 52 S16 WALU 2046002 | Conduit pipe aluminium w/o thread D16 | M | 6 | 2019-06-04 | OBO | MECHANICAL | 2046 00 2
7001721 | 183741 QS-1/8-1/4-I-U-M | Festo fitting 1/8" thread to 1/4" pipe | PCS | 4 | 2020-03-18 | FESTO | MECHANICAL | 183741
7001724 | 533273 | Festo hexagonal fitting 1/8"" thread to 1/4"" pipe | PCS | 2 | 2020-02-03 | FESTO | MECHANICAL | 533273
7001745 | GA 9112.700 | Mounting plate for GA | PCS | 35 | 2021-11-19 | RITTAL | MECHANICAL | GA 9112.700
7001765 | SS-12M0-2-4 | SS fitting elbow 12 mm tube x 1/4" male NPT | PCS | 2 | 2020-05-29 | SWAGELOK | MECHANICAL | SS-12M0-2-4
7001767 | SS-6M5-4M | SS tubing insert 6 mm OD x 4 mm ID | PCS | 1 | 2020-05-29 | SWAGELOK | MECHANICAL | SS-6M5-4M
7001771 | 578300 | Bulkhead connector PUSH IN for 6 mm tube | PCS | 13 | 2020-05-29 | FESTO | MECHANICAL | 578300
7001772 | 578303 | Bulkhead connector PUSH IN for 12 mm tube | PCS | 8 | 2020-05-29 | FESTO | MECHANICAL | 578303
7001773 | 578286 | L-fitting male thread G1/4" to PUSH IN 12 mm tube | PCS | 5 | 2020-05-29 | FESTO | MECHANICAL | 578286
7001775 | 578384 | T-fitting with PUSH IN for 12 mm tubes | PCS | 2 | 2020-05-29 | FESTO | MECHANICAL | 578384
7001776 | 578410 | Y-fitting PUSH IN 6 mm tube | PCS | 20 | 2020-05-19 | FESTO | MECHANICAL | 578410
7001781 | SVHN4-4F | HYDRAULIC QUICK CONNECT NIPPLE AISI316 1/4-18 NPSF | PCS | 4 | 2020-03-18 | PARKER | MECHANICAL | SVHN4-4F
7001800 | 578285 | L-FITTING MALE THREAD G1/4 x 10 MM PUSH IN | PCS | 1 | 2020-05-29 | FESTO | MECHANICAL | 578285
7001801 | 578383 | T-FITTING PUSH IN 10 MM TUBE | PCS | 3 | 2020-05-29 | FESTO | MECHANICAL | 578383
7001802 | 578302 | FESTO BULKHEAD CONNECTOR 10MM PUSH IN | PCS | 2 | 2020-05-29 | FESTO | MECHANICAL | 578302
7001803 | SS-T6-S-035-6ME-S | Stainless steel tubing 3/8" OD x 0.035" | M | 6 | 2020-03-18 | SWAGELOK | MECHANICAL | SS-T6-S-035-6ME-S
7001876 | 7513K58 | Threaded steel conduit 3/4 NPT x1 3/8 zinc plated | PCS | 7 | 2020-05-19 | MCMASTER-CARR | MECHANICAL | 7513K58
7001878 | 52104315 | Reducer OD32_ID20 Brass nickel plated | PCS | 14 | 2022-08-04 | LAPPKABEL | MECHANICAL | 52104315
7001879 | 09300100381 | Housing 10B IP65 Al RAL7037 | PCS | 2 | 2022-08-04 | HARTING | MECHANICAL | 09300100381
7001880 | 19300160272 | Han B Base Surface HC 2 Levers 2 x M32 | PCS | 1 | 2022-08-04 | HARTING | MECHANICAL | 19300160272
7001887 | 578381 | T-FITTING PUSH IN 6 MM TUBE | PCS | 4 | 2020-05-29 | FESTO | MECHANICAL | 578381
7001890 | 578414 | Y-FITTING PUSH IN 6 AND 8 MM | PCS | 8 | 2020-05-29 | FESTO | MECHANICAL | 578414
7001891 | 578388 | Y-FITTING PUSH IN 8 AND 10 MM | PCS | 7 | 2020-05-29 | FESTO | MECHANICAL | 578388
7001921 | NS4D43004 | General purpose aesceptic bulkh. 1/4"90°HB x stem | PCS | 3 | 2020-11-11 | CPC | MECHANICAL | NS4D43004
7001923 | 7880T203 | 1/2"NPTx1/4"push 90deg connect nickel-plated brass | PCS | 3 | 2020-11-11 | MCMASTER-CARR | MECHANICAL | 7880T203
7001926 | 5361K84 | 1/2" NPT x 1/4" ID barb adapter | PCS | 3 | 2020-11-11 | MCMASTER-CARR | MECHANICAL | 5361K84
7001927 | 1432N45 | 1/2" x 1/4" reducing adapter SS304 | PCS | 3 | 2020-11-11 | MCMASTER-CARR | MECHANICAL | 1432N45
7001931 | 7807K33 | 2-hole cable bulkhead, cable size 4-5mm" 1/2" NPT | PCS | 3 | 2020-11-11 | MCMASTER-CARR | MECHANICAL | 7807K33
7001936 | 153776 | 3/8" FNPT x 3/8" push bulkhead | PCS | 7 | 2020-11-11 | FESTO | MECHANICAL | QSSF-3/8-3/8-U
7001937 | 1432N51 | 3/4" x 1/2" reducing adapter SS304 | PCS | 3 | 2020-11-11 | MCMASTER-CARR | MECHANICAL | 1432N51
7001952 | CR 24 ATD | anchorages for PE connecting 6 inserts | PCS | 10 | 2022-03-21 | ILME | MECHANICAL | CR 24 ATD
7001954 | VVSS315-NSKM | Flanged Spigot Plate - 315mm Diameter (IL) | PCS | 21 | 2022-08-29 | ETS | MECHANICAL | VVSS315-NSKM
7001959 | 552650 | Flexibar_red copper 630A 32x5mm_160mm2 | PCS | 2 | 2022-09-30 | NVENT | MECHANICAL | 552650
7001970 | CBBR1867 | Terminal Box 1-Way 20mm System White | PCS | 2 | 2021-01-13 | PRO POWER | MECHANICAL | CJB20/1W
7001975 | SRS0212.7PP | Pipe clamp plastic 1/2" dark green | PCS | 6 | 2020-07-03 | HANSA-FLEX | MECHANICAL | SRS0212.7PP
7002013 | 9626 | Adapter 3/8" MNPT to female G3/8 thread | PCS | 3 | 2020-10-20 | FESTO | MECHANICAL | 9626
7002014 | 301-69-334 | Fitting push-in 10 mm tube to G3/8 male thread | PCS | 3 | 2020-10-12 | FESTO | MECHANICAL | QS-G3/8-10
7002021 | 9625 | MALE 1/4 NPT THREAD TO FEMALE G1/4 THREAD | PCS | 1 | 2020-10-31 | FESTO | MECHANICAL | 9625
7002030 | NS-35-216 | Din rail 35x7,5 with fixing screw 216mm | PCS | 20 | 2021-02-02 | SPELSBERG | MECHANICAL | 19821601
7002031 | 4830K171 | Standard-Wall 304/304L Stainless Steel Pipe Nipple | PCS | 6 | 2020-09-09 | MCMASTER-CARR | MECHANICAL | 4830K171
7002034 | 4464K264 | 304 SS 1/2" X 1/8" REDUCING ADAPTER | PCS | 3 | 2020-11-11 | MCMASTER-CARR | MECHANICAL | 4464K264
7002065 | 564768 | T-FITTING PUSH IN 1/4" | PCS | 2 | 2021-03-01 | FESTO | MECHANICAL | QBT-1/4T-U
7002092 | 92314A194 | SET SCR #8-32 x 1/2” UNC Hex SS Full Thread | PCS | 37 | 2024-01-25 | MCMASTER-CARR | MECHANICAL | 92314A194
7002158 | 50711202 | Bushing BSP G3/4 MF-BSP G1/8 FF brass | PCS | 20 | 2021-10-13 | HYDROSCAND | MECHANICAL | 50711202
7002159 | 50731212 | Tee connector BSP G3/4 brass | PCS | 20 | 2021-10-13 | HYDROSCAND | MECHANICAL | 50731212
7002191 | MAD0147E21 | Terminal bar brass 16mm² length 1 m | PCS | 2.7 | 2021-09-27 | MOREK | MECHANICAL | MAD0147E21
7002212 | 10450055Y | TRUNKING 50X100 (48x100)_O/SLOT GREY PVC | M | 608 | 2021-11-01 | BETADUCT | MECHANICAL | 10450055Y
7002214 | 08450286013 | TRUNKING_50X100 (48x100)_O/SLOT_GREY_PVC_GFA7/5 | M | 72 | 2021-10-15 | SES-STERLING | MECHANICAL | 08450286013
7002220 | 10450023Y | TRUNKING_25X50 (23x46)_O/SLOT_GREY_PVC | M | 456 | 2021-12-13 | BETADUCT | MECHANICAL | 10450023Y
7002224 | 10470034Y | TRUNKING_37.5X75 (35.5x73)_O/SLOT_GREY_PVC | M | 16 | 2022-02-09 | BETADUCT | MECHANICAL | 10470034Y
7002237 | 3647958 | TRUNKING 25X37.5 (23x35.5)_ O/SLOT GREY PVC | M | 96 | 2021-09-24 | BETADUCT | MECHANICAL | 10450022Y
7002238 | 10490033Y | TRUNKING 37.5X50 (35.5x48)_O/THIN SLOT BLACK PVC | M | 16 | 2022-03-21 | BETADUCT | MECHANICAL | 10490033Y
7002239 | 20470055 | TRUNKING 50X100 (56x105)_O/THIN_SLOT L-GREY_HF | M | 148 | 2022-01-21 | BETADUCT | MECHANICAL | 20470055
7002240 | 144-6421 | TRUNKING_50X100_O/SLOT_GREY_PVC_HTWD-PD | M | 100 | 2021-09-30 | HELLERMANN TYTON | MECHANICAL | 185-45010
7002250 | CHI 48 LS | Bulkhead Mount Housing, 48 B_ILME | PCS | 2 | 2022-04-13 | ILME | MECHANICAL | CHI 48 LS
7002290 | 3647998 | TRUNKING 37.5X37.5(35.5x35.5)O/THIN SLOT BLACK PVC | M | 11 | 2022-06-30 | BETADUCT | MECHANICAL | 10490032Y
7002343 | ASSP0860 | Rain canopy 800x600 RAL7035 | PCS | 1 | 2022-10-31 | TEMPA PANO | MECHANICAL | ASSP0860
7002355 | 532-504222B00 | Heat Sink 6.4 °C/W, TO-220, 19.81x21.59x36.83 mm | PCS | 6 | 2022-12-30 | AAVID THERMALLOY | MECHANICAL | 504222B00000G
7002364 | 4520426 | M22-I2 - Surface mounting enclosure | PCS | 3 | 2022-09-19 | EATON | MECHANICAL | 216537
7002367 | AS-111-081860 | Enclosure 800x1800x600mm IP55 RAL7035 | PCS | 1 | 2022-12-09 | TEMPA PANO | MECHANICAL | AS-111-081860
7002469 | 6760538 | Key-operated switch 22 mm_round plastic_pos O<I | PCS | 1 | 2023-10-26 | SIEMENS | MECHANICAL | 3SU1000-5BC01-0AA0-Z Y01
7002470 | 6760520 | Key-operated switch 22 mm_round plastic_pos O-I | PCS | 1 | 2023-10-26 | SIEMENS | MECHANICAL | 3SU1000-5BF01-0AA0-Z Y01
7002472 | 765139 | Busbar 20x5mm; copper bar ; max 320A; 100mm² | PCS | 4 | 2023-10-26 | WÖHNER | MECHANICAL | 01620
7002478 | 8617190 | Punch. section fo VX_mount. flang_23x64mm_kit of 4 | PCS | 6 | 2023-10-26 | RITTAL | MECHANICAL | VX 8617.190
7002481 | VX 8617.200 | Punch sect.with flange_23x64mm for VX_kit of 4 | PCS | 4 | 2023-10-25 | RITTAL | MECHANICAL | VX 8617.200
7002482 | 8618330 | 180° hinge for VX (kit of 4) | PCS | 6 | 2023-10-25 | RITTAL | MECHANICAL | VX 8618.330
7002484 | 0270100000 | DIN rail 35x15_copper_non-perforated_2 m | PCS | 1.5 | 2023-10-26 | WEIDMÜLLER | MECHANICAL | 0270100000
862135 | 406-922 | GROMMET_EDGING_1.0-1.2 MM_PE_NATURAL | M | 60 | 2018-07-10 | PRO POWER | ACCESSORY | ED-012
9100010 | A9N26946 | CB MX+OF SHUNT TRIP | PCS | 89 | 2013-04-30 | SCHNEIDER | SWTH_REL_S | A9N26946
9100019 | GVAE20 | CB TELE GV2-AE20 2 | PCS | 1 | 2019-10-31 | SCHNEIDER | SWTH_REL_S | GVAE20
9100020 | GV2ME10 | CB TELE GV2-M10 2 24 | PCS | 4 | 2022-07-11 | SCHNEIDER | SWTH_REL_S | GV2ME10
9100022 | GV2ME05 | CB TELE GV2-M05 1A | PCS | 19 | 2022-07-11 | SCHNEIDER | SWTH_REL_S | GV2ME05
9100023 | 25658 | CB 2P 10A 10kA Ic60h, C60HC210 | PCS | 14 | 2023-08-31 | SCHNEIDER | SWTH_REL_S | A9F84210
9100024 | 25656 | CB 2P 4A 10kA iC60H | PCS | 11 | 2018-09-04 | SCHNEIDER | SWTH_REL_S | A9F84204
9100025 | 25660 | CB 2P 20A 10kA iC60H | PCS | 20 | 2018-07-10 | SCHNEIDER | SWTH_REL_S | C60HC220
9100028 | 7901620000 | RLY KLIP C/O 24VDC DK5R-7901620000 | PCS | 25 | 2018-07-10 | WEIDMÜLLER | SWTH_REL_S | 7901620000
9100031 | 661070 | RLY 51VDC - 170VDC 2 POLES | PCS | 1 | 2018-07-10 | AMERICAN ZETTLER | SWTH_REL_S | AZ2428-C035-40LUS
9100136 | 1492-SP1C200 | CIRCUT BREAKER 20A 1492-SP1C200 (NB! CONTROL!) | PCS | 2 | 2016-03-31 | ALLEN BRADLEY | SWTH_REL_S | 1492-SPM1C200
9100143 | LC1D326BLS207 | Contactor tripolar LC1D-326BL S207 | PCS | 6 | 2018-09-27 | SCHNEIDER | SWTH_REL_S | LC1D326BLS207
9100144 | 655-8-1393243-6 | POWER PCB RELAY RT2, 2 POLE, 8A | PCS | 71 | 2018-09-27 | TE CONNECTIVITY | SWTH_REL_S | 8-1393243-6 (RT425036)
9100150 | 642M295 | Circuit bracker din rail 10A | PCS | 1 | 2018-10-18 | EATON | SWTH_REL_S | AMN3R-P39P38P39-LA15DAB5410251
9100151 | 642M298 | Circuit breaker din rail 2A | PCS | 1 | 2018-09-27 | EATON | SWTH_REL_S | AMN2R-P38P39-LA-15-HL-54-2-251
9100152 | 642M304 | Circuit bracker din rail 35A | PCS | 1 | 2018-10-18 | EATON | SWTH_REL_S | AMN3R-P39P38P39LA15DAD5435A251
9100153 | 301-65-303 | Switching element 2NO, 10A | PCS | 1 | 2018-09-27 | EAO USA | SWTH_REL_S | 704.901.3
9100163 | SAP 16466 P220-61026-219M1 | 2-POLE CHANGE-OVER SWITCH | PCS | 1 | 2014-04-15 | SALZER | SWTH_REL_S | P220-61026-219M1
9100168 | 5SY4102-7 | CIR BREAKER 230/400V 10KA, 1-POLE, C, 2A, D=70MM | PCS | 3 | 2018-10-31 | SIEMENS | SWTH_REL_S | 5SY4102-7
9100173 | 4315810 | DOOR SWITCH FOR LED LIGHT | PCS | 19 | 2019-01-23 | RITTAL | SWTH_REL_S | 4315810
9100176 | 13094006 | Bridging bar for ATyS M6e 40 -> 125 A | PCS | 24 | 2018-10-31 | SOCOMEC | SWTH_REL_S | 13094006
9100180 | 3SU1102-6AA40-1AA0 | COMPACT UNIT ROUND , GREEN, UC 24V | PCS | 4 | 2018-11-08 | SIEMENS | SWTH_REL_S | 3SU1102-6AA40-1AA0
9100185 | 69532 | 2-POLE SWITCH | PCS | 8 | 2018-07-26 | LEGRAND | SWTH_REL_S | 69532
9100195 | 1489M2D160 | CIRCUIT BREAKER 16A 'D' 2P 489 (NB! CONTROL!) | PCS | 1 | 2021-04-30 | ALLEN BRADLEY | SWTH_REL_S | 1489-M2D160
9100207 | 0600578 -> 0607035 | SWITCH | PCS | 13 | 2016-11-30 | SAIA BURGESS | SWTH_REL_S | V4NST9C2YCUL / 0600578
9100211 | 1489M2C020 | MCB 2 POLE 2A 'C' CURVE UL489 (NB! CONTROL!) | PCS | 1 | 2021-04-30 | ALLEN BRADLEY | SWTH_REL_S | 1489-M2C020
9100212 | 2966184 | WAFER RELAY SPCO 24VAC/DC 6A | PCS | 36 | 2017-05-08 | PHOENIX | SWTH_REL_S | 2966184
9100220 | 700HN205 | RELAY BASE 11 PIN (700-HA) (NB! CONTROL!) | PCS | 3 | 2021-03-29 | ALLEN BRADLEY | SWTH_REL_S | 700-HN205
9100230 | 758-6885 | RELAY BASE, SCREW TYPE | PCS | 28 | 2018-09-27 | TE CONNECTIVITY | SWTH_REL_S | RT 78 726
9100233 | 5SE2316 | NEOZED FUSE LINK 400V GL, SIZE D01, 16A | PCS | 4 | 2015-05-14 | SIEMENS | SWTH_REL_S | 5SE2316
9100263 | LDS803-51011 (93019-000) | LEVEL SWITCH WATER LDS803 NC | PCS | 79 | 2017-03-27 | GENTECH INTERNATIONAL | SWTH_REL_S | LDS803-51011
9100271 | 4400.0003 | CCT BRKR 10A THREADED NECK | PCS | 270 | 2015-07-21 | SCHURTER | SWTH_REL_S | 4400.0003 T11-211-10
9100290 | XB6EDW4B1P | 16mm Rectangular Red IP65 NO/NC Push Button | PCS | 2 | 2015-03-24 | SCHNEIDER | SWTH_REL_S | XB6EDW4B1P
9100291 | WRL-5-D-S-2 | Keyswitch, SPDT, 2 Pos, IP67, Std Key | PCS | 3 | 2015-03-31 | LORLIN | SWTH_REL_S | WRL-5-D-S-2
9100310 | 801 013 | MAGNET PLUG ASC 24 V DC | PCS | 4 | 2017-06-07 | ALCO | SWTH_REL_S | 801 013
9100327 | 3SB3400-0B | Contact blocks with one contact,depth 50mm | PCS | 2 | 2016-04-14 | SIEMENS | SWTH_REL_S | 3SB3400-0B
9100333 | 140GG2C3C50 | MCCB AB 140G-G 25KA 3P 50A (NB! CONTROL!) | PCS | 1 | 2016-06-20 | ALLEN BRADLEY | SWTH_REL_S | 140G-G2C3-C50
9100336 | 1495N85 | MCCB AB 140G AUX-CON 1NO (NB! CONTROL!) | PCS | 9 | 2015-05-14 | ALLEN BRADLEY | SWTH_REL_S | 1495-N85
9100342 | 5SY4310-7 | CIRCUIT BREAKER 400V 10KA, 3-POLE, C, 10A, D=70MM | PCS | 6 | 2019-01-23 | SIEMENS | SWTH_REL_S | 5SY4310-7
9100343 | 5SE2325 | NEOZED FUSE LINK 400V GL, SIZE D02, 25A | PCS | 6 | 2015-05-14 | SIEMENS | SWTH_REL_S | 5SE2325
9100352 | 3RV2011-4AA20 | CB SIE 16A 3P 3RV2011-4AA20 | PCS | 2 | 2018-11-22 | SIEMENS | SWTH_REL_S | 3RV2011-4AA20
9100356 | 3RT2015-2BB41-Z W96 | CONT SIE 3RT2015-2BB41 | PCS | 12 | 2018-11-22 | SIEMENS | SWTH_REL_S | 3RT2015-2BB41-Z W96
9100357 | 3RT2026-2BB40 | CONT SIE 3RT2026-2BB40 | PCS | 1 | 2018-11-22 | SIEMENS | SWTH_REL_S | 3RT2026-2BB40
9100358 | 3RT2028-2BB40 | CONT SIE 3RT2028-2BB40 | PCS | 1 | 2018-11-22 | SIEMENS | SWTH_REL_S | 3RT2028-2BB40
9100359 | 3871517 | AUX BLK CB SIE 3RV2901-2E | PCS | 1 | 2023-10-26 | SIEMENS | SWTH_REL_S | 3RV2901-2E
9100361 | 859-731 | RELAY OPTO MOD 859-731 | PCS | 1 | 2018-11-22 | WAGO | SWTH_REL_S | 859-731
9100370 | 859-903 | RELAY PHOT MOS 859-903 | PCS | 10 | 2018-11-22 | WAGO | SWTH_REL_S | 859-903
9100373 | 704.900.1 | Momentary Action, NO | PCS | 5 | 2018-12-10 | EAO | SWTH_REL_S | 704.900.1
9100375 | 704.032.418 | P/BUT ILL ACT FLUSH Yellow | PCS | 6 | 2018-11-22 | EAO | SWTH_REL_S | 704.032.418
9100413 | 5SY4510-5 | MCB_10A_2P_10kA_1+N | PCS | 19 | 2016-10-31 | SIEMENS | SWTH_REL_S | 5SY4510-5
9100414 | 859-762 | Relay OPTO INPUT 24VDC OUTPUT 3-30VDC_3A | PCS | 1 | 2018-11-22 | WAGO | SWTH_REL_S | 859-762
9100428 | 1489M2C250 | MCB AB 1489 C 2P 25A UL489 (NB! CONTROL!) | PCS | 8 | 2019-07-22 | ALLEN BRADLEY | SWTH_REL_S | 1489-M2C250
9100431 | 5SY4316-7 | CIRCUIT BREAKER 400V 10KA, 3-POLE, C, 16A | PCS | 1 | 2022-02-04 | SIEMENS | SWTH_REL_S | 5SY4316-7
9100451 | A9F74210 | CB 2P 10A 6kA iC60N circuit breaker | PCS | 5 | 2022-10-31 | SCHNEIDER | SWTH_REL_S | A9F44210
9100473 | 140MF8EC32 | MOTOR CB 23-32A 3 POLE (NB! CONTROL!) | PCS | 4 | 2018-09-21 | ALLEN BRADLEY | SWTH_REL_S | 140MF8EC32
9100503 | RPM12B7 | Relay 24VAC_15A with LED | PCS | 5 | 2018-08-16 | SCHNEIDER | SWTH_REL_S | RPM12B7
9100528 | 3209235 | Fuse plug P-FU 5x20-5 | PCS | 20 | 2016-05-03 | PHOENIX | SWTH_REL_S | 3209235
9100529 | A9F94204 | circuit breaker 2P_C4A_iC60L | PCS | 2 | 2016-06-08 | SCHNEIDER | SWTH_REL_S | A9F94204
9100531 | A9F94104 | circuit breaker 1P_C4A_iC60L | PCS | 8 | 2018-10-31 | SCHNEIDER | SWTH_REL_S | A9F94104
9100534 | 5SE2363 | NEOZED-FUSE LINK 400V GL/GG,GR.D02, 63A, | PCS | 4 | 2019-01-23 | SIEMENS | SWTH_REL_S | 5SE2363
9100547 | A9R04440 / A9R24440 | Residual current device 4 p 40 a 300mA | PCS | 4 | 2017-05-03 | SCHNEIDER | SWTH_REL_S | A9R24440
9100548 | A9D32610 | Differential breaker 10A 30mA | PCS | 5 | 2017-05-03 | SCHNEIDER | SWTH_REL_S | A9D32610
9100560 | 3LD2730-0TK13 | MAIN/EMERG. STOP SWITCH 3-POLE_Iu_100A | PCS | 6 | 2017-03-28 | SIEMENS | SWTH_REL_S | 3LD2730-0TK13
9100577 | GV2RT10 | Motor circuit breaker 4...6.3A_GV2 | PCS | 5 | 2017-05-29 | SCHNEIDER | SWTH_REL_S | GV2RT10
9100579 | 45290T-2 | Terminal block with switch 2pos_28VDC(3A)_120VAC(3 | PCS | 45 | 2022-07-29 | WOERTZ | SWTH_REL_S | 45290T-2
9100588 | 651-0902205 | Circuit breaker 2Pol_4A_UL1077 | PCS | 14 | 2017-02-09 | PHOENIX | SWTH_REL_S | 0902205
9100589 | 651-0902218 | Circuit breaker 2Pol_6A_UL1077 | PCS | 20 | 2017-02-09 | PHOENIX | SWTH_REL_S | 0902218
9100603 | GVAE11 | AUXILIARY BLOCK GV2-AE11 1S+1B | PCS | 6 | 2022-07-11 | SCHNEIDER | SWTH_REL_S | GVAE11
9100624 | ZB4BZ104 | CONTACTS & BODY ZB4-BZ104 2NC | PCS | 1 | 2017-05-29 | SCHNEIDER | SWTH_REL_S | ZB4BZ104
9100654 | 1SCA104902R1001 | Disconnect switch 40A_600V_OT40F3 | PCS | 9 | 2022-02-04 | ABB | SWTH_REL_S | 1SCA104902R1001
9100669 | 2864794/IN02/C/1/YESPLUS | Signal duplicator_splitter_1in_2out_24V | PCS | 1 | 2018-09-21 | PHOENIX | SWTH_REL_S | 2864794/IN02/C/1/YESPLUS
9100691 | 0430500000 | Fuse 5x20_0.25A | PCS | 73 | 2018-10-31 | WEIDMÜLLER | SWTH_REL_S | 0430500000
9100692 | 0430600000 | Fuse 5x20_0.5A (500mA) | PCS | 2 | 2022-11-03 | WEIDMÜLLER | SWTH_REL_S | 0430600000
9100700 | 5SY4306-7 | CIRCUIT BREAKER 400V 10KA_3POLE_C6A_D=70MM | PCS | 4 | 2019-01-23 | SIEMENS | SWTH_REL_S | 5SY4306-7
9100704 | 5SH4316 | NEOZED SCREW CAP PORCELAIN SIZE D01_16A | PCS | 10 | 2017-07-24 | SIEMENS | SWTH_REL_S | 5SH4316
9100707 | 3NW6005-1 | Cylindrical fuse link_10x38mm_16A_gG_500V | PCS | 8 | 2018-07-26 | SIEMENS | SWTH_REL_S | 3NW6005-1
9100708 | 3NW6006-1 | Cylindrical fuse link_10x38mm_12A_gG_500V | PCS | 7 | 2018-07-26 | SIEMENS | SWTH_REL_S | 3NW6006-1
9100718 | 3LD2318-1TL13 | E-STOP switch disconnector_4POL_160A_with knob | PCS | 2 | 2019-01-23 | SIEMENS | SWTH_REL_S | 3LD2318-1TL13
9100725 | A9F74202 | Circuit breaker 2P_C2A_iC60N | PCS | 4 | 2018-10-31 | SCHNEIDER | SWTH_REL_S | A9F74202
9100735 | 133-17-130 | Fuse Holder for 5 x 20mm Fuse_10A_ PC3_IP40 | PCS | 1 | 2018-07-12 | SCHURTER | SWTH_REL_S | 0031.3901
9100736 | 1354543 | FUSE_QUICK BLOW_2A_250V_5x20mm | PCS | 10 | 2018-07-13 | LITTELFUSE | SWTH_REL_S | 1354543
9100741 | 2CDS273337R0487 | MCB 3 POLE TYPE K 20A S203 UP-K 20 | PCS | 1 | 2018-07-20 | ABB | SWTH_REL_S | 2CDS273337R0487
9100743 | 100SC37EJ04C | MCS 100S-C SAFETY CONTACTOR 37A 24V DC ELECTRONIC | PCS | 2 | 2018-07-24 | ALLEN BRADLEY | SWTH_REL_S | 100S-C37EJ04C
9100748 | RXM4AB2B7 | Miniature Plug-in relay_4CO_24VAC_6A_LED | PCS | 2 | 2018-08-06 | SCHNEIDER | SWTH_REL_S | RXM4AB2B7
9100761 | 5SY6504-7 | Miniature circuit breaker_1+N_230VAC_4A_6kA | PCS | 1 | 2022-02-04 | SIEMENS | SWTH_REL_S | 5SY6504-7
9100809 | S218194J | FUSE 10A F 10X38 CLASS GG | PCS | 2 | 2018-06-01 | MERSEN | SWTH_REL_S | S218194J
9100841 | XB4BK133B5 | Switch 3 pos_ Auto-Off-Manual_ 1NC_1no_green ilum. | PCS | 1 | 2020-10-31 | SCHNEIDER | SWTH_REL_S | XB4BK133B5
9100863 | 266-2212 | SWITCH TOGGLE 4PDT 20A ON-ON IP67 | PCS | 2 | 2019-11-15 | TE CONNECTIVITY | SWTH_REL_S | A4TN15W04
9100879 | 100-C37EJ10 | MCS contactor_37A_3P_24VDC | PCS | 3 | 2022-07-29 | ALLEN BRADLEY | SWTH_REL_S | 100-C37EJ10
9100881 | 5SJ4332-7HG41 | Circuit breaker_3Pol_14kA_32A_UL489 | PCS | 1 | 2018-03-17 | SIEMENS | SWTH_REL_S | 5SJ4332-7HG41
9100905 | 0431000000 | Fuse 5x20_2.5A | PCS | 5 | 2018-10-31 | WEIDMÜLLER | SWTH_REL_S | 0431000000
9100906 | 5SY4110-7 | Circuit breaker 1P C10A_10kA | PCS | 2 | 2018-06-30 | SIEMENS | SWTH_REL_S | 5SY4110-7
9100907 | 3RV2011-0DA10 | CIRCUIT-BREAKER FOR MOTOR PROTECTION 0.22-0.32A | PCS | 1 | 2018-06-30 | SIEMENS | SWTH_REL_S | 3RV2011-0DA10
9100916 | 3NA3805 | LV HRC fuse element NH000 16 A 500VAC gG | PCS | 2 | 2019-02-21 | SIEMENS | SWTH_REL_S | 3NA3805
9100924 | 3NX3115 | LV HRC protective cover 000/00 | PCS | 5 | 2019-02-21 | SIEMENS | SWTH_REL_S | 3NX3115
9100925 | 3NX3116 | LV HRC protective cover 000/00 for non-ins. lugs | PCS | 5 | 2019-02-21 | SIEMENS | SWTH_REL_S | 3NX3116
9100926 | 3NX3105 | ISO cover for LV HRC base Size 00 | PCS | 38 | 2019-02-21 | SIEMENS | SWTH_REL_S | 3NX3105
9100932 | 7940103173 | RLY 110VDC 1 N/O | PCS | 4 | 2018-07-10 | WEIDMÜLLER | SWTH_REL_S | 7940103173
9100953 | A9F85332 | Circuit breaker 3P D32A | PCS | 22 | 2019-07-30 | SCHNEIDER | SWTH_REL_S | A9F55332
9100957 | 3004100 | Fuse modular terminal block UK5 HESI | PCS | 50 | 2018-08-02 | PHOENIX | SWTH_REL_S | 3004100
9100960 | A9F74104 | Circuit breaker 1P C4A 6kA | PCS | 4 | 2019-07-19 | SCHNEIDER | SWTH_REL_S | A9F74104
9100964 | HX200-CAB | DC CONTACTOR 350A 1500VDC | PCS | 10 | 2019-07-19 | GIGAVAC ADVANCED SWITCHING SOLUTIONS | SWTH_REL_S | HX200-CAB
9100966 | FR22AR69V100 | Fuse size 22x58 aR_100A | PCS | 2 | 2019-03-25 | MERSEN | SWTH_REL_S | E1027322
9100968 | MEV100C10 | Fuse 10.3x38mm 1000VDC 10A | PCS | 11 | 2019-03-25 | MERSEN | SWTH_REL_S | MEV100C10
9100969 | US101 | Fuse holder for 10.3x38mm fuse links 1Pole 32A | PCS | 9 | 2019-07-19 | MERSEN | SWTH_REL_S | B305050
9100970 | FR14GG50V32P | Fuse link 14.3x51 gG 500VAC 32A | PCS | 2 | 2019-03-25 | MERSEN | SWTH_REL_S | P200757
9100972 | CMS143M | Fuse holder for 14x51 fuse links 3Pole | PCS | 2 | 2019-04-29 | MERSEN | SWTH_REL_S | F331067
9100989 | A9F83402 | Circuit breaker 4P B2A | PCS | 25 | 2023-03-17 | SCHNEIDER | SWTH_REL_S | A9F53402
9100990 | 40.6.1.9.110.0.0.0.0 | RELAY 1POLE 16A 110VDC/250VAC | PCS | 4 | 2021-11-18 | FINDER | SWTH_REL_S | 40.6.1.9.110.0.0.0.0
9101009 | 3004171 | Fuse modular terminal block UK 6,3-HESI_16mm2 | PCS | 64 | 2019-03-25 | PHOENIX | SWTH_REL_S | 3004171
9101010 | 3VA1110-4GF42-0AA0 | Circuit breaker MCCB 4Pol 100A_36kA | PCS | 8 | 2018-10-31 | SIEMENS | SWTH_REL_S | 3VA1110-4GF42-0AA0
9101021 | F093270P | Fuse 5x20mm ceramic 1A FF | PCS | 15 | 2019-03-27 | MERSEN | SWTH_REL_S | F093270P
9101023 | R084011P | Fuse 5x20mm ceramic 5A FF | PCS | 22 | 2019-03-27 | MERSEN | SWTH_REL_S | R084011P
9101026 | FR14GG50V40 | Fuse 40A_14x51mm_without fuse indicator | PCS | 8 | 2019-03-27 | MERSEN | SWTH_REL_S | FR14GG50V40
9101031 | 173-7969 | Fuse 10x38 15A ceramic FF | PCS | 4 | 2019-03-25 | SCHURTER | SWTH_REL_S | 0090.0015
9101041 | 830-4212 | Fuse 6.3x32 1A ceramic speed T | PCS | 4 | 2019-03-25 | SCHURTER | SWTH_REL_S | 8020.5011.G
9101092 | 2CDS272006R0104 | Circuit breaker 400V 10kA, 3P, C, 10A | PCS | 1 | 2022-11-03 | ABB | SWTH_REL_S | 2CDS272006R0104
9101094 | 762336 | Relay module 110VDC | PCS | 10 | 2022-11-03 | LUTZE | SWTH_REL_S | 762336
9101106 | 1492FB3J60 | 3-Pole Fuse Block 60A UL 512 | PCS | 1 | 2020-02-03 | ALLEN BRADLEY | SWTH_REL_S | 1492-FB3J60
9101248 | XB5AD53 | Selector switch 3-pos 2NO 22 mm return to center | PCS | 4 | 2019-10-31 | SCHNEIDER | SWTH_REL_S | XB5AD53
9101270 | A9F74102 | MCB_Acti9_iC60N_1P_2A_C-curve | PCS | 6 | 2023-05-30 | SCHNEIDER | SWTH_REL_S | A9F74102
9101298 | CHCC2DIU | Fuse holder 10x38mm 2P_30A_600V_indic | PCS | 3 | 2020-09-18 | COOPER BUSSMANN | SWTH_REL_S | CHCC2DIU
9101299 | T88888 | Fuse 10x38_10A_600V_time delay | PCS | 6 | 2020-09-18 | EATON | SWTH_REL_S | LP-CC-10
9101379 | 576-0229.250MXP | Fuse 5x20 0.25A Slow-Blow | PCS | 3 | 2020-06-15 | LITTELFUSE | SWTH_REL_S | 0229.250MXP
9101380 | 1596575 | Fuse 5x20 0.5A Slow-Blow | PCS | 25 | 2020-06-11 | LITTELFUSE | SWTH_REL_S | 0229.500MXP
9101381 | 1596579 | Fuse 5x15 1.0A Slow-Blow | PCS | 15 | 2020-06-11 | LITTELFUSE | SWTH_REL_S | 0229001.MXP
9101382 | 576-0229.750MXP | Fuse 5x20 0.75A Slow-Blow | PCS | 12 | 2020-06-15 | LITTELFUSE | SWTH_REL_S | 0229.750MXP
9101383 | 576-0229002.HXP | Fuse 5x20 2.0A Slow-Blow | PCS | 9 | 2020-06-15 | LITTELFUSE | SWTH_REL_S | 0229002.HXP
9101384 | 1596586 | Fuse 5x20 3.0A Slow-Blow | PCS | 10 | 2020-06-11 | LITTELFUSE | SWTH_REL_S | 0229003.MXP
9101385 | 576-0229004.MXP | Fuse 5x20 4.0A Slow-Blow | PCS | 12 | 2020-06-15 | LITTELFUSE | SWTH_REL_S | 0229004.MXP
9101386 | 0213005.MXP | Fuse 5x20 5.0A Slow-Blow | PCS | 7 | 2024-01-15 | LITTELFUSE | SWTH_REL_S | 0213005.MXP
9101394 | 3RT2017-2KF42 | Contactor 12A_5,5kW_coil110VDC_1NC_spring | PCS | 9 | 2020-10-30 | SIEMENS | SWTH_REL_S | 3RT2017-2KF42
9101406 | 1596730 | Fuse 6.3x32mm 0.25A Slow-Blow | PCS | 2 | 2020-11-11 | LITTELFUSE | SWTH_REL_S | 0313.250
9101408 | 1596738 | Fuse 6.3x32mm 0.75A Slow-Blow | PCS | 3 | 2020-11-11 | LITTELFUSE | SWTH_REL_S | 0313.750
9101409 | 4104006 | Fuse 6.3x32mm 1.0A Slow-Blow | PCS | 1 | 2020-11-11 | LITTELFUSE | SWTH_REL_S | 0313001
9101411 | 1596749 | Fuse 6.3x32mm 3.0A Slow-Blow | PCS | 1 | 2020-11-11 | LITTELFUSE | SWTH_REL_S | 0313003
9101412 | 133-18-300 | Fuse 6.3x32mm 4.0A Slow-Blow | PCS | 2 | 2020-11-11 | LITTELFUSE | SWTH_REL_S | 0313004
9101413 | 1596751 | Fuse 6.3x32mm 5.0A Slow-Blow | PCS | 2 | 2020-11-11 | LITTELFUSE | SWTH_REL_S | 0313005
9101421 | 5SJ4216-7HG41 | Circuit breaker 240V 14kA_2P_C16A_UL489 | PCS | 3 | 2020-09-30 | SIEMENS | SWTH_REL_S | 5SJ4216-7HG41
9101423 | 0712123 | Thermal device circuit breaker - TCP 0.25A | PCS | 1 | 2020-10-20 | PHOENIX | SWTH_REL_S | 0712123
9101456 | 576-0313010.MXP | Fuse 6.3x32mm 10A Slow-Blow | PCS | 3 | 2020-11-11 | LITTELFUSE | SWTH_REL_S | 0313010
9101486 | 0SPF008.T | Fuse 8A 10x38_1kV | PCS | 24 | 2022-12-19 | LITTELFUSE | SWTH_REL_S | 0SPF008.T
9101504 | 40.52.9.036.0.0.0.0 | Relay 2CO_36VDC_8A | PCS | 10 | 2022-03-28 | FINDER | SWTH_REL_S | 40.52.9.036.0.0.0.0
9101534 | 3RV2031-4JA10 | Motor protection circuit breaker 54...65A | PCS | 2 | 2022-05-24 | SIEMENS | SWTH_REL_S | 3RV2031-4JA10
9101566 | 1241958 | FUSE,UL,20MM,T,HBC,50mA | PCS | 147 | 2021-09-20 | BUSSMANN | SWTH_REL_S | S506-50-R
9101626 | 3NW6002-1 | Cylindrical fuse link_10x38mm_2A_gG_500V | PCS | 7 | 2021-11-23 | SIEMENS | SWTH_REL_S | 3NW6002-1
9101671 | 140M-C2E-B25 | MP CIRCUIT BREAKER 1.6-2.5A 3P | PCS | 4 | 2022-03-31 | ALLEN BRADLEY | SWTH_REL_S | 140M-C2E-B25
9101697 | 40.52.7.036.0000 | Relay 2CO_36VDC_8A_0,5W | PCS | 9 | 2022-02-28 | FINDER | SWTH_REL_S | 40.52.7.036.0000
9101716 | 140MT-C3E-C10 | MP CIRCUIT BREAKER 6.3-10 AMP 140MT Frame C | PCS | 2 | 2022-12-19 | ALLEN BRADLEY | SWTH_REL_S | 140MT-C3E-C10
9101728 | 46.52.8.230.0040 | Relay power 230VAC 8A DPDT | PCS | 18 | 2022-07-11 | FINDER | SWTH_REL_S | 46.52.8.230.0040
9101730 | XB5AJ21 | Selector switch 22mm 2Pos 1NO | PCS | 5 | 2022-07-11 | SCHNEIDER | SWTH_REL_S | XB5AJ21
9101731 | GV2ME03 | Motor circuit breaker_3P_0,25-0,4A_thermal_screw | PCS | 5 | 2022-07-11 | SCHNEIDER | SWTH_REL_S | GV2ME03
9101732 | GV2ME20 | Motor circuit breaker_3P_13-18A_thermal_screw | PCS | 1 | 2022-07-11 | SCHNEIDER | SWTH_REL_S | GV2ME20
9101733 | GV2ME16 | Motor circuit breaker_3P_9-14A_thermal_screw | PCS | 1 | 2022-07-11 | SCHNEIDER | SWTH_REL_S | GV2ME16
9101735 | LC1D18P7 | Contactor 3P 400V 18A 230VAC coil | PCS | 4 | 2022-07-11 | SCHNEIDER | SWTH_REL_S | LC1D18P7
9101736 | LC1D09BD | Contactor 3P 440V 9A 24VDC coil | PCS | 1 | 2022-07-11 | SCHNEIDER | SWTH_REL_S | LC1D09BD
9101737 | 1SVR730712R1200 | Thermal motor protec relay 2CO 24-240V AC/DC | PCS | 1 | 2022-07-11 | ABB | SWTH_REL_S | 1SVR730712R1200
9101742 | GV2ME01 | Motor circuit breaker_3P_0,1-0,16A_thermal_screw | PCS | 1 | 2022-07-11 | SCHNEIDER | SWTH_REL_S | GV2ME01
9101743 | 31958 | Cylindrical fuse holder_busbar_10x38mm_3Pol_32A | PCS | 1 | 2022-05-30 | WÖHNER | SWTH_REL_S | 31958
9101744 | A9F93202 | Circuit breaker 2P B2A iC60L 15kA | PCS | 4 | 2022-07-11 | SCHNEIDER | SWTH_REL_S | A9F93202
9101745 | A9F93201 | Circuit breaker 2P B1A iC60L 15kA | PCS | 5 | 2022-07-11 | SCHNEIDER | SWTH_REL_S | A9F93201
9101746 | A9F93206 | Circuit breaker 2P B6A iC60L 15kA | PCS | 5 | 2022-07-11 | SCHNEIDER | SWTH_REL_S | A9F93206
9101757 | 5SJ4311-7HG42 | Circuit breaker 480Y/277V 10kA_3P_C5A_UL489 | PCS | 3 | 2022-11-29 | SIEMENS | SWTH_REL_S | 5SJ4311-7HG42
9101769 | SO942460 | Relay 3-32VDC, 25A 12-280VAC solid state | PCS | 2 | 2022-06-10 | CELDUC | SWTH_REL_S | SO942460
9101787 | LP-CC-3 | FUSE CC-CLASS 3A 10X38MM | PCS | 8 | 2022-09-13 | EATON | SWTH_REL_S | LP-CC-3
9101799 | 1SBE121111R0120 | Contactor 24V AC/DC 20A 2Pol DIN | PCS | 1 | 2022-09-01 | ABB | SWTH_REL_S | 1SBE121111R0120
9101809 | 2900378 | MOS 24VDC/5-48VDC 0.5A_relay | PCS | 2 | 2023-05-30 | PHOENIX | SWTH_REL_S | 2900378
9101811 | 8951580000 | Surge protection VSPC 4SL 12VDC R | PCS | 3 | 2022-10-31 | WEIDMÜLLER | SWTH_REL_S | 8951580000
9101815 | 8448970000 | Overvoltage protection MCZ OVP SL 24VUC 1,25A | PCS | 18 | 2023-05-30 | WEIDMÜLLER | SWTH_REL_S | 8448970000
9101817 | 2500460 | Door-operated switch 24VDC, 230VAC, 1A | PCS | 1 | 2023-05-30 | RITTAL | SWTH_REL_S | SZ 2500.460
9101824 | 1127620000 | Solid State Relay, SPST-NO, 1 A, 230 VAC, DIN Rail | PCS | 10 | 2022-10-31 | WEIDMÜLLER | SWTH_REL_S | 1127620000
9101825 | 2900364 | SS Relay PLC-OPT- 24DC/ 24DC/2 | PCS | 8 | 2022-10-31 | PHOENIX | SWTH_REL_S | 2900364
9101826 | 2900369 | SS Relay PLC-OPT- 24DC/230AC/1 | PCS | 2 | 2022-10-31 | PHOENIX | SWTH_REL_S | 2900369
9101827 | 2900352 | SS Relay PLC-OPT- 24DC/ 48DC/100 | PCS | 5 | 2022-10-31 | PHOENIX | SWTH_REL_S | 2900352
9101869 | 5SU1354-1KK06 | RCBO 1P+N type AC 30mA_C6A_230VAC | PCS | 1 | 2022-11-04 | SIEMENS | SWTH_REL_S | 5SU1354-1KK06
9101871 | 301-02-799 | Switch 22mm, plastic, 2P 90°, 1NO-1NC | PCS | 1 | 2022-10-31 | IDEC | SWTH_REL_S | YW1S-2E11
9101886 | 2967060 | PLC-RSC- 24DC/250VDC-AC/6A DPDT | PCS | 5 | 2022-11-23 | PHOENIX | SWTH_REL_S | 2967060
9101903 | 2618800000 | TOP 230VUC 24VDC2A | PCS | 6 | 2023-05-30 | WEIDMÜLLER | SWTH_REL_S | 2618800000
9101989 | 133-16-650 | FUSE 5x20mm_100mA_glass_fast | PCS | 58 | 2023-05-30 | LITTELFUSE | SWTH_REL_S | 0217.100MXP
9102051 | 6350313 | EMERGENCY STOP mushroom pushbutton, 22 mm | PCS | 3 | 2023-10-26 | SIEMENS | SWTH_REL_S | 3SU1000-1HB20-0AA0
9102055 | 3871568 | Contactor relay_3 NO+1 NC_24 V DC_Size S00_spring | PCS | 5 | 2023-10-25 | SIEMENS | SWTH_REL_S | 3RH2131-2BB40
9102060 | 33198 | NH switch-disconnector; Size: 00; 160A; 3 pole | PCS | 1 | 2023-10-26 | WÖHNER | SWTH_REL_S | 33198
9102092 | 5208777 | Contact element 1NO 24V 3A/230V 6A | PCS | 1 | 2023-10-25 | EATON | SWTH_REL_S | 216376
9200106 | CWL-1001A3-L100 | Trafo CWP/CWL series | PCS | 9 | 2018-09-27 | PREMO | MTR_HEAT_S | CWL-1001A3-L100
9200111 | 6EP1334-3BA10 | SITOP MODULAR 24 V/10 A | PCS | 2 | 2015-05-14 | SIEMENS | MTR_HEAT_S | 6EP1334-3BA10
9200168 | 4870246 | INVERTER 1-3PH 200V 2.2KW | PCS | 4 | 2022-02-18 | EMERSON | MTR_HEAT_S | M200-03200100
9200173 | DR-120-12TC | PSU 12V 10A DIN RAIL MOUNTED | PCS | 2 | 2022-05-25 | MEAN WELL | MTR_HEAT_S | DR-120-12TC
9200186 | 3241.124 | Fan and filter unit | PCS | 4 | 2016-06-08 | RITTAL | MTR_HEAT_S | 3241.124
9200267 | APV-25-12 | Transformer 230VAC_12VDC_2.1A | PCS | 8 | 2018-10-31 | MEAN WELL | MTR_HEAT_S | APV-25-12
9200288 | 1372694 | Power supply PSU100-240VAC/12 VDC 1PH_screw ver. | PCS | 6 | 2021-12-15 | XP POWER | MTR_HEAT_S | DNR30US12
9200300 | 25B-V2P5N104 | Inverter 1Ph_100-120VAC_0.5HP_powerflex525 | PCS | 1 | 2021-03-05 | ALLEN BRADLEY | MTR_HEAT_S | 25B-V2P5N104
9200333 | RL-02503 | Line Reactor_3-Phase_25A_480/600V_Open_15 to 20 hp | PCS | 3 | 2018-09-21 | MTE CORPORATION | MTR_HEAT_S | RL-02503
9200335 | RL-00801 | 1HP 208VAC Line Reactor | PCS | 1 | 2018-05-24 | MTE CORPORATION | MTR_HEAT_S | RL-00801
9200338 | 3105400 | Enclosure heaters with fans 800W | PCS | 1 | 2022-05-24 | RITTAL | MTR_HEAT_S | 3105400
9200358 | LR3 40-3/80 | Line reactor 3 Phase 80A 3% | PCS | 1 | 2019-03-25 | BLOCK | MTR_HEAT_S | LR3 40-3/80
9200360 | 40E.003-60002 | Discharge reactor 5-50kvar 3ph 230-600V | PCS | 3 | 2019-03-25 | ELECTRONICON | MTR_HEAT_S | 40E.003-60002
9200361 | E62.N16-303S40 | Capacitor 3x30uF 530Vrms | PCS | 3 | 2019-03-25 | ELECTRONICON | MTR_HEAT_S | E62.N16-303S40
9200373 | 500/8-8/35/PAG/4HL/24/8/52/B | Fan - 60Hz - 1,1kW - 500 - 8 blades | PCS | 1 | 2018-11-19 | MULTI-WING | MTR_HEAT_S | 500/8-8/35/PAG/4HL/24/8/52/B
9200543 | 203 00607 0000 | Electronic power supply BALLAST 2x30-80W | PCS | 1 | 2021-08-31 | UV­TECHNIK SPEZIALLAMPEN | MTR_HEAT_S | 203006070000
9200556 | 916-0053 | Filter fan 115VAC 166m3/h with G3 filter | PCS | 1 | 2020-09-30 | STEGO | MTR_HEAT_S | 01882.9-00
9200688 | 25B-A2P5N104 | PowerFlex525 240V AC, 1 Phase, 2,5A Output Current | PCS | 1 | 2022-07-29 | ALLEN BRADLEY | MTR_HEAT_S | 25B-A2P5N104
9200710 | 169-26-285 | Power Supply 24V 5A DIN Rail mounted | PCS | 2 | 2022-10-31 | MEAN WELL | MTR_HEAT_S | SDR-120-24
9200739 | VFD25AMS43ANSAA | Vector control drive 460V 15HP 3PH 25A | PCS | 1 | 2024-01-15 | DELTA | MTR_HEAT_S | VFD25AMS43ANSAA
962010 | 130046 | TER_RING_M6_AWG22-16_LOOSE_RED_NYLON | PCS | 1263 | 2022-11-03 | TE CONNECTIVITY | INS_TERM | 130046
962086 | 165028 | TER_RING M6_AWG12-10_LOOSE_YELLOW_NYLON | PCS | 69 | 2021-03-03 | TE CONNECTIVITY | INS_TERM | 165028
962088 | 160298 | TERMINAL_INDUSTRIAL_M8_AWG 14-10_YELLOW | PCS | 5 | 2018-10-16 | TE CONNECTIVITY | INS_TERM | 160298
964036 | 300-75-286 | TIE MOUNT PANDUIT TM3S8 | PCS | 35 | 2024-01-25 | RND CABLE | ACCESSORY | RND 475-00378
964037 | 2891833 | CABLE TIE MOUNT_SCREW_M5_WHITE | PCS | 908 | 2019-07-30 | PANDUIT | ACCESSORY | TM3S8-C69
967611 | 2499310 | CBL GLAND+LOCKNUT_M32_EPN250+350_NYLON, BK_STANDRD | PCS | 29 | 2021-11-03 | HELLERMANN TYTON | ACCESSORY | NGM32-BLK
9900226 | 4315830 | THROUGH-WIRING POWER CABLE FOR LED LIGHT, 600 MM | PCS | 17 | 2014-11-19 | RITTAL | OTHER | 4315830
9900256 | ECD-002 | Display Unit ECD-002 | PCS | 2 | 2018-06-20 | EMERSON | OTHER | ECD-002
9900265 | 30.156 | ELECTRO POTMAGNET D100X43 MM/M10 | PCS | 2 | 2014-12-30 | BAKKER MAGNETICS | OTHER | 30156
9900272 | TCAB-141 | USB to Micro USB Malte to Male cable (0,1M) | PCS | 21 | 2015-11-25 | GOOBAY | OTHER | TCAB-141
9900273 | 1523434 | M12 SENSOR/ACT CABLE FRONT MNTG | PCS | 1 | 2019-11-27 | PHOENIX | OTHER | 1523434
9900288 | ASSMANN AK-300110-030-S | Cable wit Micro USB (one side)_PVC_3 m | PCS | 14 | 2015-01-30 | GOOBAY | OTHER | 93920
9900289 | AXT661-14A-50 | 24VDC SOLENOID KIT LOOM & PLUG | PCS | 30 | 2015-10-12 | SMC | OTHER | AXT661-14A-50
9900336 | 03503.0-00 | Panel socket UK/Ireland with fuse | PCS | 3 | 2016-06-29 | STEGO | OTHER | 03503.0-00
9900337 | 02541.1-01 | Led lamp 24-48VDC with movement sensor | PCS | 1 | 2017-06-29 | STEGO | OTHER | 02541.1-01
9900377 | 03500.0-00 | Panel electrical socket with fuse 6.3A (5x20) | PCS | 14 | 2017-11-08 | STEGO | OTHER | 03500.0-00
9900384 | 538-1300280037 | LOOM. DNET S-MALE/S-FEM 3.0M | PCS | 1 | 2019-09-09 | MOLEX | OTHER | 1300280037
9900386 | GW96526 | Panel electrical socket 250VAC_16A | PCS | 3 | 2018-08-06 | GEWISS | OTHER | GW96526
9900431 | 2500420 | Connection cable for LED lamp with socket OR 3m | PCS | 3 | 2018-06-30 | RITTAL | OTHER | SZ2500.420
9900433 | 6SL3255-0AA00-2CA0 | G120 PC inverter connection kit | PCS | 2 | 2018-06-29 | SIEMENS | OTHER | 6SL3255-0AA00-2CA0
9900436 | 32703-000400-200-RS | POWER CABLE FOR AFL-08AH-LX | PCS | 42 | 2020-04-13 | IEI | OTHER | 32703-000400-200-RS
9900437 | 610301040 | Copper pipe with insulation 1/4x0,8mm-3/8x0,8mm | M | 20 | 2018-11-12 | ARMACELL ENTERPRISE | OTHER | DZ-061088/E25
9900461 | 1408681/94C/0.200 | M12 TO RJ45 CABLE 0.2M CAT5 | PCS | 1 | 2018-11-28 | PHOENIX | OTHER | 1408681/94C/0.200
9900463 | FK7724.230 | Filter fan 250mm frame_230V | PCS | 24 | 2018-08-21 | LINKWELL | OTHER | FK7724.230
9900519 | 775-4858 | Patch cord CAT6A RJ45 1m gray UL1863 | PCS | 2 | 2020-11-11 | MOLEX | OTHER | PCD-07000-0E
9900529 | WEN50890 | Patch cord CAT6 RJ45 S/FTP 7,5m gray PiMF LSZH | PCS | 5 | 2019-03-25 | GOOBAY | OTHER | WEN50890
9900592 | 30076690 | Weight transmitter ACT350 12-30VDC DIN rail | PCS | 6 | 2022-07-29 | METTLER TOLEDO | OTHER | 30076690
9900637 | C5E-F/UTP-04M-GY | STP CAT5 GREY ETHERNET LEAD 4M | PCS | 1 | 2020-08-13 | BETTERBOX | OTHER | C5E-F/UTP-04M
9900666 | 8066685 | Cable M12 5-pin male to flying leads 2.5 m | PCS | 3 | 2020-07-06 | FESTO | OTHER | 8066685
9900689 | 1406207 | R/A M8 to R/A M8 Cable assy 4 core_0.5 m | PCS | 3 | 2020-11-24 | PHOENIX | OTHER | 1406207
9900690 | 1406221 | Straight M12 to Straight M12 Cable assy 4 Core_0.5 | PCS | 3 | 2020-11-24 | PHOENIX | OTHER | 1406221
9900691 | 300-95-393 | Cable M8_female_PIN 5_angled plug_1.5A_30V_1 m | PCS | 12 | 2020-11-24 | BULGIN | OTHER | PXPPVC08RAF05BCL010PVC
9900696 | 1407533 | Network cable cat5_ RJ45/M12_2 m | PCS | 25 | 2021-01-13 | PHOENIX | OTHER | 1407533
9900702 | FTA-H110-300BK | Ribbon 110mmx300m Resin_AXR7+ | M | 300 | 2021-06-03 | ARMOR | OTHER | T22870ZA
9900719 | CASS-IM30U-300-DUAL | THERMOCOUPLE TYPE K 300MM | PCS | 4 | 2022-08-05 | OMEGA | OTHER | CASS-IM30U-300-DUAL
9900761 | P004-18N-2C13 | Power Cord Splitter, C14 to 2xC13_10A_18 AWG_18-in | PCS | 1 | 2021-09-23 | TRIPP LITE | OTHER | P004-18N-2C13
9900777 | 1-2273029-1 | M12 TO OPEN STRAIGHT 4C 1.5M | PCS | 33 | 2022-07-12 | TE CONNECTIVITY | OTHER | 1-2273029-1
9900807 | DCK1001GR.0,5 | Patch cord CAT6a RJ45 S/FTP 0,5m grey LS0H LED | PCS | 3 | 2022-07-11 | EFB-ELEKTRONIK | OTHER | DCK1001GR.0,5
9900811 | 6XV1870-3QH30 | Industrial Ethernet TP cord RJ45/RJ45 CAT6A_3m | PCS | 4 | 2022-07-11 | SIEMENS | OTHER | 6XV1870-3QH30
9900832 | SY100-68-A-70 | CONNECTOR ASSY V114 VLV_CABLE L =7M | PCS | 179 | 2022-06-08 | SMC | OTHER | SY100-68-A-70
9900851 | 186-2846 | USB A TO USB B LEFT ANGLE - M/M - 1M | PCS | 23 | 2022-12-21 | STARTECH | OTHER | USBAB1ML
9900862 | 8734580000 | socket outlet TS 35, 16A, DIN RAIL | PCS | 1 | 2023-05-30 | WEIDMÜLLER | OTHER | 8734580000
9900868 | ITP16 Green | ITP16 TEMPERATURE INDICATOR GREEN | PCS | 5 | 2022-12-01 | AKYTEC | OTHER | ITP16
9900874 | 1519354 | Bus system cable M12_ 5 pos_plug code A_0,5 m | PCS | 2 | 2022-12-12 | PHOENIX | OTHER | 1519354
9900877 | 060414 | Bulkhead light 60W_E27_IP44_grey | PCS | 48 | 2022-12-01 | LEGRAND | OTHER | 060414
9900878 | 47041000005 | Bulb LED E27 10W_24VDC | PCS | 50 | 2022-11-03 | GTV | OTHER | LD-DC24A60-12
9900969 | 2412.316 | Earthing braid 300 mm_16mm2_ M8-M8 | PCS | 2 | 2023-10-25 | RITTAL | OTHER | 2412.316
ABB100KPKF80 | ABB100KPKF80 | TERMINAL_SILVER PLATED_CRIMP_PIN_10 MM2 | PCS | 193 | 2016-02-11 | AB CONNECTORS | UNINS_TERM | ABB100KPKF80
ABB1620KPKF80P3 | ABB1620KPKF80P3 | TERMINAL_GOLD PLATED_CRIMP_PIN_0.5/0.7 MM2 | PCS | 377 | 2013-04-30 | AB CONNECTORS | UNINS_TERM | ABB1620KPKF80P3
ABB16KDPF80 | ABB16KDPF80 | DUMMY PIN SHORT_SIZE 16_BROWN_ | PCS | 472 | 2019-11-15 | AB CONNECTORS | UNINS_TERM | ABB16KDPF80
ACC06396_B | 1025.34PZ | Igus energy chain mounting brackets 1025.34PZ | PCS | 31 | 2014-07-29 | IGUS | MECHANICAL | 1025.34PZ
ACC06433_B | 117.1.12PZ | Igus energy chain mounting brackets 117.1.12PZ | PCS | 31 | 2014-07-29 | IGUS | MECHANICAL | 117.1.12PZ
AH00004 | PRINT_1079339_BLUE | Print blue heatshrink MPB 122 190/6__TEXT 1079339 | PCS | 200 | 2021-06-11 | PROTEUS | AH_SUBCON | 1079339
CC00152 | 77138-101LF | Terminal crimp skt 26-30AWG_female | PCS | 16502 | 2014-07-28 | FCI | UNINS_TERM | 77138-101LF
CG00500 | LOCTITE 435 MOMENTLIIM 20G | Loctite 435 | ML | 19.3 | 2024-01-31 | HENKEL | CHEM_GAS | LOCTITE 435
CG00547 | 9M1020R501 | Copper SOLDER SOFT 50/50_dia. 2 mm | KG | 3 | 2019-03-27 | MELTOLIT | CHEM_GAS | 9M1020R501
CG00592 | LOCTITE SI 5145 | LOCTITE SI 5145 SEALANT | ML | 38 | 2021-08-10 | LOCTITE | CHEM_GAS | LOCTITE SI 5145
CG00594 | CONTACTAL HPG | Contactal HPG anti-corrosion grease | G | 565 | 2024-01-31 | EPMF | CHEM_GAS | CONTACTAL HPG
CG00606 | 707-4645 | Silicone Thermal Pad 3,2W/mK 150x150x0.5mm | PCS | 1 | 2024-01-15 | RS COMPONENTS | CHEM_GAS | 707-4645
DT06-12SA | DT06-12SA | CONNECTOR_BOOT ADAPTOR_12-WAY_GREY | PCS | 6 | 2024-01-17 | DEUTSCH | HOUS_COV_S | DT06-12SA
E-04-02-0003 | 52409 | TER_SPRING FORK LONG_M3.5_AWG22-16_LOOSE_RED_NYLON | PCS | 9 | 2018-12-03 | TE CONNECTIVITY | INS_TERM | 52409
E-04-02-0007 | 150730 | TERMINAL_PIN_AWG22-16_LOOSE_RED | PCS | 40 | 2024-03-11 | TE CONNECTIVITY | INS_TERM | 150730
E-04-02-0011 | 320565 | TER_RING_M4_AWG16-14_LOOSE_BLUE_NYLON | PCS | 75 | 2019-06-12 | TE CONNECTIVITY | INS_TERM | 320565
E-04-02-0012 | 328307 | AMP WIRE CAP, RED 22-18 | PCS | 72 | 2024-03-28 | TE CONNECTIVITY | INS_TERM | 328307
E-04-02-0017 | Amp No: 790347 | TERMINAL_PIN_AWG17-13.5_LOOSE_BLUE | PCS | 35 | 2021-02-10 | TE CONNECTIVITY | INS_TERM | 790347
E-04-02-0031 | 2506316 | TERMINAL_PIN_AWG26-22_LOOSE_YELLOW | PCS | 11 | 2024-03-11 | TE CONNECTIVITY | INS_TERM | 165514-1
E-04-02-0036 | 302-40-116 | TER_SPRING FORK SHORT_M3.5_AWG22-16_LOOSE_RED_NYL | PCS | 523 | 2023-04-13 | TE CONNECTIVITY | INS_TERM | 0-0052929-0
E-04-02-0040 | 160314-2 | TER_.250 FASTON_RECEPTACLE_AWG11.5-10_LOOSE_YE | PCS | 93 | 2020-10-31 | TE CONNECTIVITY | INS_TERM | 160314-2
E-05-03-0003 | GV2-ME14 | MOTOR CIRCUIT BREAK SE Telemec TeSys 6-10A GV2ME14 | PCS | 1 | 2022-07-11 | SCHNEIDER | SWTH_REL_S | GV2-ME14
EHR-6 | EHR-6 | HOUSING_EH_6 POS_NATURAL | PCS | 288 | 2014-07-07 | JST | HOUS_COV_S | EHR-6
ELE021066 | 18007 | C8x0.14_GY_250V_-30/80_flex_unshld | M | 17.5 | 2014-07-18 | LAPPKABEL | CABLES | 0028208
ELE021080 | 29468 | C3x1.5mm2_BN/BU/YE/GN_-5/70_Str_Unsh_MSK_H05VV-F | M | 100 | 2013-11-18 | MSK | CABLES | H05VV-F
ELE021267 | 19104 | C4x2x0.25_250V_-50/+80_shld_TP | M | 3 | 2014-07-18 | ELCAB LLC | CABLES | KAWEFLEX® 3340 4X2X0.25
ELE02381 | 10030 | Control cable_110 2x0.75 | M | 177 | 2015-08-28 | LAPPKABEL | CABLES | 10025
ELE02582 | 18029 | C2x0.25_GY_250V_-30/80_flex_unshld | M | 100 | 2014-07-21 | LAPPKABEL | CABLES | 0028302
ELE0266 | 49563 | C4x0.25_GY_1500V_-40/70_FD_unshld_PVC_Cu | M | 19 | 2014-07-18 | LAPPKABEL | CABLES | 0027857
ELE02884 | 1027751 Ölflex chain 808 CP | Robot Cable_Semoflex E 2x0.5mm2 | M | 116 | 2014-07-18 | SEMOFLEX | CABLES | SEMOFLEX E 2X0.5
ELE02896 | 0030910 | C2x2x0.14_Shld_TP_Robot | M | 64 | 2014-07-18 | LAPPKABEL | CABLES | 0030910
ELE02958 | 19101 | C1x2x0.25_PUR-C(TP)_twisted_Shld_Robot | M | 23 | 2014-07-18 | HELUKABEL | CABLES | 21001 PAAR-TRONIC CY
ELE032913 | 1754481 MSTB 2,5/ 4-ST | Socket connector for screw connection_plug | PCS | 50 | 2014-02-07 | PHOENIX | CONNECTORS | MSTB2,5/4-ST
ELE033060 | 22-01-2085 | Crimp terminal housing, 8-way, 2.54mm pitch | PCS | 100 | 2015-03-24 | MOLEX | HOUS_COV_S | 0022012085
ELE0559 | 021806.3MXP | Fuse_Glass_T6.3A_20x5 mm | PCS | 1109 | 2024-01-25 | LITTELFUSE | SWTH_REL_S | 021806.3MXP
GV2-G05 | GV2G05 | TERM BLOCK for MOTOR CB_ SE Tele 63A_ screw clamp | PCS | 3 | 2017-05-29 | SCHNEIDER | CONNECTORS | GV2-G05
HX048YW2DS050B | HX-SCE-1K-4.8-50-S1-4 | Heat shrink labels_4.8mm_2:1_HF_Yellow | PCS | 1066 | 2020-12-11 | TE CONNECTIVITY | ACCESSORY | HX-SCE-1K-4.8-50-S1-4
LZF 083 278/1 | LZF083278/1 | LABEL_86x22mm H_1 FOLD PERF_WH_RIBBON R-7961-90MM | PCS | 2500 | 2021-10-25 | BRADY | ACCESSORY | LZF 083 278/1
MPB 122 190/2 | H-2(Z) 18mm red | HEAT SHRINK_2:1_18_RED | M | 91 | 2020-10-26 | HONGSHANG | ACCESSORY | H-2(Z) SIZE 18 RED
RNV 403 095/002 | 42816-0212 | HOUSING_MINI-FIT SR_2 POS_FEMALE_BLACK_POL | PCS | 253 | 2014-10-16 | MOLEX | HOUS_COV_S | 42816-0212
RNV 801 103/02 | 1840366 | CONNECTOR_EUROSTYLE_SCREW_2 POS_MALE_GREEN_POL | PCS | 1150 | 2014-07-07 | PHOENIX | CONNECTORS | MC 1,5/2-ST-3,5 / 1840366
RPT 403 403/002 | 670-3994 | HOUSING_MATE-N-LOK_2 POS_MALE_WHITE_LOCK | PCS | 4296 | 2013-04-30 | MOLEX | HOUS_COV_S | 50-84-1025
RPT 403 403/003 | TE 350766-4 | HOUSING_MATE-N-LOK_3 POS_MALE_WHITE_LOCK | PCS | 2046 | 2013-04-30 | TE CONNECTIVITY | HOUS_COV_S | 350766-4
SBC 199 06/4 | UNC16 | SCREW SPACING_UNC4-40 | PCS | 52 | 2023-07-31 | NINIGI | FASTENERS | UNC16
SDD 510 906/015 | MHDTZK-15-K | COVER_D-SUB DTZK_15 POS_ZINC/NICKEL_KIT_SHIELDED | PCS | 48 | 2020-02-03 | OSSI | HOUS_COV_S | DTZK15-K (WITH TORXSCREW)
SND 210 07/02 | 39-00-0059 | TERMINAL_VAL-U-LOK_CRIMP_SOCKET_AWG22-18_STRIP | PCS | 8 | 2016-12-15 | MOLEX | UNINS_TERM | 39-00-0059
SND 217 01/10 | 9025760000 | FERRULE_CRIMP_BOOTLACE_AWG24_BLUE | PCS | 415 | 2024-01-15 | WEIDMÜLLER | INS_TERM | 9025760000
SNG 804 23 | 03412 | TERMINAL_CRIMP_M6_AWG10 | PCS | 500 | 2019-06-12 | NELCO | UNINS_TERM | 3412
SNG 806 05 | B 6053 R | TER_RING_M5_AWG12-10_LOOSE_UNINSUL | PCS | 40 | 2022-07-29 | NELCO | UNINS_TERM | B 6053 R
SNG 814 27 | 6508 | TER_RING_M8_AWG12-10_LOOSE_YELLOW_PC | PCS | 489 | 2013-04-30 | KLAUKE | UNINS_TERM | SNG 814 27
SVK 135 05/2 | 3PS-500-2-YL | Marking sleeve dia 12,7 - 6,4 mm Yellow_Brady | PCS | 554 | 2018-03-31 | BRADY | ACCESSORY | 3PS-500-2YL
ZHTM 12/6-0 [BLACK] | ZHTM-12/6-0-SP | HEAT SHRINK_2:1_12 MM_BLACK_HALOGEN FREE | M | 30 | 2013-04-30 | TE CONNECTIVITY | ACCESSORY | 12/6
ZHTM 8/4-0 [BLACK] | 55-061-24 | HEAT SHRINK_2:1_8 MM_BLACK_HALOGEN FREE | M | 1 | 2018-07-10 | HONGSHANG | ACCESSORY | H-2(HF) 8.0 BLACK
TCOM0541 | 160-10-383 | Resistor_120R 0.25W | PCS | 79 | 2018-07-31 | FIRSTRONICS | SEN_DI_RST | RD14JN121T52
TELE02127 | 0030962 | C1x2x0.25_Shld_TP_Robot_K05 | M | 100 | 2014-07-18 | LAPPKABEL | CABLES | 0030962
TELE0216 | 0028304 | C4x0.25_GY_250V_-30/80_flex_unshld | M | 30 | 2014-07-18 | LAPPKABEL | CABLES | 0028304
W 12 S | W12S | WEDGE LOCK PLATE_DT_12 POS_PA_ORANGE_LOOSE | PCS | 37 | 2023-09-19 | DEUTSCH | HOUS_COV_S | W12S